{"text_format":"1","workbook":"xlsx","n_sheets":21,"sheets":["00はじめに","流出係数算出","降雨強度","単位対策量早見表","01流出計算（Q-Tグラフ）","浸透施設_比浸透量","浸透施設能力","02流出計算（QT-Sグラフ）","03-①調整池容量の概算","04-①調節計算（自然調節方式）","04-②調節計算（2段）","04-③調節計算（ポンプ）","流入量定義","浸透施設能力（貯留浸透モデル_道路管理者用）","１．行為区域の概要","２．使用降雨強度及びピーク流入量","３．流出抑制施設諸元 （一定量）","３．流出抑制施設諸元 （浸透施設）","３．流出抑制施設諸元（調整池諸元）","３．流出抑制施設諸元（調整池諸元_ポンプ排水）","３．流出抑制施設諸元 （調節計算結果）"],"not_rendered":{"charts":6,"images":10,"macros":1,"external_links":0,"defined_names":3,"comments":0,"pivot_tables":0},"unopened":[],"bounds":{"document_bytes":16777216,"sheet_cells":100000,"rows_first":2000,"rows_last":500,"rows_between":2000,"halvings":0,"cell_chars":16384,"cell_head_chars":4096},"cells_cut":0,"cells_raw":0,"read":"whole","date_system":"1900"}

{"sheet":"00はじめに","index":0,"n_rows":8,"n_cols":11,"rows_kept":8,"cut":false,"hidden":false,"merged":[]}
["※計算フローは以下の通りです。"]
[]
[]
[]
[]
[]
[]
[null,null,null,null,null,null,null,null,null,null,"※「降雨強度」シートに記載した内容はクリアされません。"]

{"sheet":"流出係数算出","index":1,"n_rows":32,"n_cols":10,"rows_kept":32,"cut":false,"hidden":false,"merged":[[7,1,7,4],[27,1,31,3],[1,4,2,5],[24,2,26,3],[19,1,26,1],[4,1,4,7],[19,2,20,3],[6,1,6,3],[21,2,23,3],[8,1,18,1],[8,2,18,3]]}
[null,null,null,null,null,null,null,null,"行為前Σan","行為後Σan"]
[null,null,null,null,"流出係数算定結果",null,"行為前","行為後",{"$f":"SUM($G$9:$G$96)","v":0.23},{"$f":"SUM($H$9:$H$96)","v":0.08}]
[null,null,null,null,null,null,{"$f":"$I$4/$I$2","v":0.2},{"$f":"$J$4/$J$2","v":0.8},"行為前Σ(fn*an)","行為後Σ(fn*an)"]
[null,null,null,null,null,null,null,null,{"$f":"SUM($I$9:$I$96)","v":4.6000000000000006E-2},{"$f":"SUM($J$9:$J$96)","v":6.4000000000000001E-2}]
[null,"雨水浸透阻害行為の技術基準として設定する流出係数"]
[]
[null,"区分",null,null,"土地利用の形態の細区分","流出係数","行為前面積\n（ha）","行為後面積\n（ha）"]
[null,"計",null,null,null,"－",{"$f":"SUM(G9:G32)","v":0.23},{"$f":"SUM(H9:H32)","v":0.08}]
[null,"宅地等に該当する土地","第１号関連",null,"宅地",0.9,null,null,{"$f":"$F9*$G9","v":0},{"$f":"$F9*$H9","v":0}]
[null,null,null,null,"池沼",1,null,null,{"$f":"$F10*$G10","v":0},{"$f":"$F10*$H10","v":0}]
[null,null,null,null,"水路",1,null,null,0,0]
[null,null,null,null,"ため池",1,null,null,0,0]
[null,null,null,null,"道路(法面を有しないもの）",0.9,null,null,0,0]
[null,null,null,null,"道路（法面を有するもの）",null,null,null,0,0]
[null,null,null,null,"鉄道線路（法面を有しないもの）",0.9,null,null,0,0]
[null,null,null,null,"鉄道線路（法面を有するもの）",null,null,null,0,0]
[null,null,null,null,"飛行場（法面を有しないもの）",0.9,null,null,0,0]
[null,null,null,null,"飛行場（法面を有するもの）",null,null,null,0,0]
[null,null,null,null,"太陽光パネル",0.9,null,null,0,0]
[null,"宅地等以外の土地","第２号\n関　連",null,"不浸透性材料により舗装された土地（法面を除く）",0.95,null,null,0,0]
[null,null,null,null,"不浸透性材料により覆われた法面",1,null,null,0,0]
[null,null,"第３号\n関　連",null,"ゴルフ場（雨水を排除するための排水施設を伴うものに限る）",0.5,null,null,0,0]
[null,null,null,null,"運動場その他これに類する施設（雨水を排除するための排水施設を伴うものに限る）",0.8,null,0.08,0,6.4000000000000001E-2]
[null,null,null,null,"ローラーその他これに類する建設機械を用いて締め固められた土地",0.5,null,null,0,{"$f":"$F24*$H24","v":0}]
[null,null,"上記第１号から第３号に掲げる土地以外の土地",null,"山地",0.3,null,null,0,0]
[null,null,null,null,"人工的に造成され植生に覆われた法面",0.4,null,null,0,0]
[null,null,null,null,"林地、耕地、原野その他ローラーその他これに類する建設機械を用いて締め固められていない土地",0.2,0.23,null,{"$f":"$F27*$G27","v":4.6000000000000006E-2},0]
[null,"そ\n\n\nの\n\n\n他",null,null,null,null,null,null,0,0]
[null,null,null,null,null,null,null,null,0,0]
[null,null,null,null,null,null,null,null,0,0]
[null,null,null,null,null,null,null,null,0,0]
[null,null,null,null,null,null,null,null,0,0]

{"sheet":"降雨強度","index":2,"n_rows":146,"n_cols":32,"rows_kept":146,"cut":false,"hidden":false,"merged":[[2,13,2,17]]}
["※降雨は対象地域の降雨に変更して下さい"]
["時","分","降雨量\n（mm/h）","時","分","降雨量\n（mm/h）","時","分","降雨量\n（mm/h）","時","分","降雨量\n（mm/h）",null,null,null,null,null,null,null,null,"タルボット","シャーマン","久野・石黒","クリーブランド","久野・石黒 任意のn"]
[0,"0－10",3.6,6,"0－10",6.1,12,"0－10",87.2,18,"0－10",5.9,null,"降雨強度式",null,null,null,null,null,1,102.60647758120378,417.73224773836478,150.89813474659266,131.95378331035158,131.95378331035158,3.5599687281685419,null,102.60647758120378,417.73224773836478,150.89813474659266,131.95378331035158,131.95378331035158]
[null,"10－20",3.6,null,"10－20",6.3,null,"10－20",55.8,null,"10－20",5.8,null,null,null,null,null,null,null,2,37.181190594527905,89.476110512402101,125.93873623732716,87.15980735787906,87.15980735787906,3.5987283963647769,null,69.893834087865841,253.60417912538344,138.41843549195991,109.55679533411532,109.55679533411532]
[null,"20－30",3.6,null,"20－30",6.4,null,"20－30",42,null,"20－30",5.7,null,4,null,null,null,null,null,3,19.204499304807882,60.979506853276007,113.63881140210242,67.570591978599111,67.570591978599111,3.638489748229631,null,52.997389160179857,189.39595503468098,130.15856079534075,95.561394215609909,95.561394215609909]
[null,"30－40",3.7,null,"30－40",6.6,null,"30－40",34,null,"30－40",5.6,null,null,null,null,null,null,null,4,11.726985266413664,47.661928806448486,105.2215889098722,55.792615322457436,55.792615322457436,3.6792938575129028,null,42.679788186738307,153.96244847762284,123.92431782397361,85.619199492321798,85.619199492321798]
[null,"40－50",3.7,null,"40－50",6.7,null,"40－50",28.7,null,"40－50",5.5,null,null,"タルボット式　I = a / ( t + b)",null,null,null,null,5,7.9050039521961537,39.70591540920816,98.835987021113056,47.792997877010862,47.792997877010862,3.7211841184735022,null,35.724831339829876,131.11114186393991,118.90665166340149,78.053959169259613,78.053959169259613]
[null,"50－60",3.8,null,"50－60",6.9,null,"50－60",24.9,null,"50－60",5.4,null,null,"シャーマン式 I = a / tn",null,null,null,null,6,5.6896622062117217,34.335089864972474,93.713022753609039,41.95823083854782,41.95823083854782,3.7642064138460682,null,30.718969817560183,114.98179986411201,114.70771351176943,72.038004447474307,72.038004447474307]
[1,"0－10",3.8,7,"0－10",7.1,13,"0－10",22.1,19,"0－10",5.3,null,null,"久野・石黒  I = a / (t0.5 + b)",null,null,null,null,7,4.2911266492931759,30.429168868135548,89.453048649981383,37.493815644981566,37.493815644981566,3.80840929768965,null,26.943563650664895,102.9028525789725,111.09990424579971,67.103120332832489,67.103120332832489]
[null,"10－20",3.9,null,"10－20",7.3,null,"10－20",19.899999999999999,null,"10－20",5.2,null,null,"クリーブランド　I = a / (tn + b)",null,null,null,null,8,3.3517998429772149,27.441701269054988,85.820374876046571,33.957248144434971,33.957248144434971,3.8538441947112005,null,23.994593174703937,93.470208665232818,107.93996307458056,62.959886309282801,62.959886309282801]
[null,"20－30",3.9,null,"20－30",7.5,null,"20－30",18.2,null,"20－30",5.0999999999999996,null,null,"久野・石黒変形　任意のn",null,null,null,null,9,2.6904735909840269,25.071770756938008,82.663963514336956,31.080525609153995,31.080525609153995,3.9005656178251229,null,21.627468776512835,85.870382230977839,105.13151867899794,59.417735120379604,59.417735120379604]
[null,"30－40",3.9,null,"30－40",7.7,null,"30－40",16.7,null,"30－40",5,null,null,null,null,null,null,null,10,2.2072967522748854,23.138948613144976,79.881107701056408,28.691043699962961,28.691043699962961,3.9486314059220149,null,19.68545157408904,79.597238869194555,102.60647758120378,56.345065978337935,56.345065978337935]
[null,"40－50",4,null,"40－50",8,null,"40－50",15.5,null,"40－50",4.9000000000000004,null,null,null,null,null,null,null,11,1.8435545588640707,21.527975294798921,77.398771532510864,26.672252304910671,26.672252304910671,3.9981029840973861,null,18.063460936341315,74.31821490788586,100.31486794041352,53.647537462571819,53.647537462571819]
[null,"50－60",4,null,"50－60",8.1999999999999993,null,"50－60",14.5,null,"50－60",4.8,null,null,"降雨強度式",null,null,null,null,12,1.5628800222466452,20.161515174494866,75.163166922300661,24.942427460490649,24.942427460490649,4.0490456488521431,null,16.688412526833428,69.805156596769947,98.218892855570786,51.255444962398386,51.255444962398386]
[2,"0－10",4.0999999999999996,8,"0－10",8.5,14,"0－10",13.6,20,"0－10",4.8,null,null,"a",null,null,null,null,13,1.3417688608292906,18.985600528258146,73.13354657482023,23.442470215156732,23.442470215156732,4.1015288811254322,null,15.507901475602338,65.895959976115194,96.289250833974577,49.115985366456727,49.115985366456727]
[null,"10－20",4.2,null,"10－20",8.8000000000000007,null,"10－20",12.8,null,"10－20",4.7,null,null,"b",null,null,null,null,14,1.164480848880828,17.961340647825068,71.278315232258365,22.128528548983013,22.128528548983013,4.155626690395593,null,14.483371430836517,62.472058595523038,94.502755433852002,47.188309879494319,47.188309879494319]
[null,"20－30",4.2,null,"20－30",9.1,null,"20－30",12.1,null,"20－30",4.5999999999999996,null,null,"n",null,null,null,null,15,1.0201529422733699,17.059948238137395,69.572490543400818,20.967345316832279,20.967345316832279,4.2114179935103948,null,13.585823531598974,59.444584571697327,92.840737774488588,45.440245575316844,45.440245575316844]
[null,"30－40",4.3,null,"30－40",9.5,null,"30－40",11.5,null,"30－40",4.5999999999999996,null,null,null,null,null,null,null,16,0.90109164163342825,16.259625061846236,67.995987201193657,19.933220217857752,19.933220217857752,4.2689870324420554,null,12.793027788476127,56.745524602331635,91.287940863657653,43.846056490475654,43.846056490475654]
[null,"40－50",4.3,null,"40－50",9.8000000000000007,null,"40－50",11,null,"40－50",4.5,null,1,null,null,null,null,null,17,0.80172443481038158,15.5435400800352,66.5324232364419,19.005965509891212,19.005965509891212,4.3284238357143749,null,12.087657002966377,54.321878453961254,89.831733944409663,42.384874668088337,42.384874668088337]
[null,"50－60",4.4000000000000004,null,"50－60",10.3,null,"50－60",10.5,null,"50－60",4.4000000000000004,null,null,null,null,null,null,null,18,0.71793479246949232,14.898475715764221,65.168268623484209,18.169494366391632,18.169494366391632,4.3898247289623669,null,11.456005769049884,52.131689412950308,88.461541426580482,41.039575762438517,41.039575762438517]
[3,"0－10",4.5,9,"0－10",10.7,15,"0－10",10,21,"0－10",4.4000000000000004,null,null,null,null,null,null,null,19,0.64662833631805938,14.313896950376375,63.892224770442681,17.410823818068025,17.410823818068025,4.4532929008498741,null,10.887091167327156,50.141279283341156,87.168419497310069,39.795957239050594,39.795957239050594]
[null,"10－20",4.5,null,"10－20",11.2,null,"10－20",9.6,null,"10－20",4.3,null,null,null,null,null,null,null,20,0.58544268334472349,13.781296085984195,62.694763637789492,16.719356351452575,16.719356351452575,4.5189390315101718,null,10.372008743128035,48.32328012347331,85.944736704334034,38.642127194670692,38.642127194670692]
[null,"20－30",4.5999999999999996,null,"20－30",11.8,null,"20－30",9.3000000000000007,null,"20－30",4.2,null,null,null,null,null,null,null,21,0.53254904264608172,13.29372196764723,61.567779643934273,16.086353040193444,16.086353040193444,4.5868819917616293,null,9.9034630431050843,46.65520592557683,84.783929225267386,37.568042711124157,37.568042711124157]
[null,"30－40",4.7,null,"30－40",12.5,null,"30－40",8.9,null,"30－40",4.2,null,null,null,null,null,null,null,22,0.48651383931922965,12.845435506680701,60.504322809533278,15.504540973093299,15.504540973093299,4.6572496225976465,null,9.4754198974784547,45.118398179263366,83.680310751824919,36.56515626848639,36.56515626848639]
[null,"40－50",4.7,null,"40－50",13.2,null,"40－50",8.6,null,"40－50",4.0999999999999996,null,null,null,null,null,null,null,23,0.44620046963837012,12.43165347232798,59.498391429772255,14.967816542896799,14.967816542896799,4.7301796059662138,null,9.0828451397462775,43.697235365918353,82.628922955213937,35.626141497808582,35.626141497808582]
[null,"50－60",4.8,null,"50－60",14,null,"50－60",8.3000000000000007,null,"50－60",4.0999999999999996,null,null,null,null,null,null,null,24,0.41069841529227347,12.048355114196738,58.544769043432325,14.471018270795525,14.471018270795525,4.8058204396152178,null,8.7215056928940271,42.378532022096614,81.625416542223036,34.744678030016374,34.744678030016374]
[4,"0－10",4.9000000000000004,10,"0－10",15,16,"0－10",8.1,22,"0－10",4,null,null,null,null,null,null,null,25,0.37927134250605832,11.692134254593157,57.638894826713567,14.009750812631523,14.009750812631523,4.8843325308491785,null,8.3878163188785084,41.151076111396478,80.665955673602653,33.915280941320979,33.915280941320979]
[null,"10－20",5,null,"10－20",16.100000000000001,null,"10－20",7.8,null,"10－20",4,null,null,null,null,null,null,null,26,0.35131858921297976,11.36008478398594,56.776759528881485,13.580247141761106,13.580247141761106,4.9658894265642175,null,8.0787202523529107,40.005268752649918,79.747140437267234,33.133164256722523,33.133164256722523]
[null,"20－30",5.0999999999999996,null,"20－30",17.399999999999999,null,"20－30",7.6,null,"20－30",3.9,null,null,null,null,null,null,null,27,0.3263462336893781,11.049711032390178,55.954821152177374,13.179259556794477,13.179259556794477,5.0506791998482186,null,7.7915952886987059,38.932840688936594,78.865943426708341,32.394130749317782,32.394130749317782]
[null,"30－40",5.0999999999999996,null,"30－40",19,null,"30－40",7.4,null,"30－40",3.9,null,null,null,null,null,null,null,28,0.3039451138820084,10.758856899075454,55.169936056324786,12.803972698025063,12.803972698025063,5.1389060170047287,null,7.5241792110266816,37.926626982155838,78.019657449194654,31.694482247485897,31.694482247485897]
[null,"40－50",5.2,null,"40－50",21,null,"40－50",7.2,null,"40－50",3.8,null,null,null,null,null,null,null,29,0.2837739523122309,10.485649290536912,54.419302230561698,12.451933542372331,12.451933542372331,5.2307919131023937,null,7.2745100641744589,36.980386372100014,77.205852096827996,31.030946085240604,31.030946085240604]
[null,"50－60",5.3,null,"50－60",23.4,null,"50－60",7,null,"50－60",3.8,null,null,null,null,null,null,null,30,0.26554627476798487,10.228452588253958,53.700412250208046,12.120994621913496,12.120994621913496,5.3265788092837738,null,7.0408779378609099,36.088655245971815,76.422337435273988,30.400614369796365,30.400614369796365]
[5,"0－10",5.4,11,"0－10",26.7,17,"0－10",6.8,23,"0－10",3.7,null,null,null,null,null,null,null,31,0.24902017836899404,9.9858317023954442,53.011014005664947,11.809267633101285,11.809267633101285,5.4265308112890125,null,6.8217857520708476,35.246628680049994,75.667133453673699,29.800893507322332,29.800893507322332]
[null,"10－20",5.5,null,"10－20",31.1,null,"10－20",6.7,null,"10－20",3.7,null,null,null,null,null,null,null,32,0.23399026109510146,9.7565218698798617,52.349077717431555,11.515085278229549,11.515085278229549,5.5309368361899942,null,6.6159171429778558,34.450062842232178,74.938444211916135,29.229462000163181,29.229462000163181]
[null,"20－30",5.6,null,"20－30",37.5,null,"20－30",6.5,null,"20－30",3.7,null,null,null,null,null,null,null,33,0.22028120623343739,9.5394037950072743,51.71276807156255,11.236969679408617,11.236969679408617,5.6401136235547256,null,6.4221099933795402,33.695194386255665,74.234635844026627,28.684234960140316,28.684234960140316]
[null,"30－40",5.8,null,"30－40",47.8,null,"30－40",6.3,null,"30－40",3.6,null,null,null,null,null,null,null,34,0.20774264494784234,9.3334830555606914,51.100420554089396,10.973606077825252,10.973606077825252,5.7544091985898831,null,6.2393344831315494,32.97867346476464,73.554217747263777,28.163334110660461,28.163334110660461]
[null,"40－50",5.9,null,"40－50",67.599999999999994,null,"40－50",6.2,null,"40－50",3.6,null,null,null,null,null,null,null,35,0.19624501401702332,9.1378729395069058,50.510521250390411,10.723820811894711,10.723820811894711,5.8742068687449773,null,6.0666747840139914,32.297507735471562,72.895826418781681,27.665062302124298,27.665062302124298]
[null,"50－60",6,null,"50－60",132,null,"50－60",6.1,null,"50－60",3.5,null,null,null,null,null,null,null,36,0.18567619436112182,8.9517800598580379,49.94168952058908,10.486562781574207,10.486562781574207,5.9999298525333415,null,5.9033137120791892,31.649015300037849,72.258211504942992,27.187881759886793,27.187881759886793]
[null,null,null,null,null,null,null,null,null,null,null,null,null,null,null,null,null,null,null,37,0.17593876656934526,8.7744922338690685,49.392663075410837,10.260887769926626,10.260887769926626,6.1320466608785864,null,5.7485197946329771,31.030784946898155,71.640223709550227,26.730395435833817,26.730395435833817]
[null,null,null,null,null,null,null,null,null,null,null,null,null,null,null,null,null,null,null,38,0.16694775730596234,8.6053682190358813,48.862285065928972,10.04594511970447,10.04594511970447,6.2710773782241631,null,5.6016363199664765,30.440642401428093,71.040804271560205,26.291330953830414,26.291330953830414]
[null,null,null,null,null,null,null,null,null,null,null,null,null,null,null,null,null,null,null,39,0.15862877875238723,8.4438289803936186,48.349492871218445,9.8409663613130078,9.8409663613130078,6.4176010246289934,null,5.4620720240379104,29.876621544478489,70.458975774115544,25.869526733509453,25.869526733509453]
[null,null,null,null,null,null,null,null,null,null,null,null,null,null,null,null,null,null,null,40,0.15091648465167395,8.2893502275414903,47.853308324127738,9.6452554658534382,9.6452554658534382,6.5722642231455666,null,5.3292931355532547,29.336939761555069,69.893834087865841,25.463919951818053,25.463919951818053]
[null,null,null,null,null,null,null,null,null,null,null,null,null,null,null,null,null,null,null,41,0.14375328284367583,8.1414560098498896,47.372829160472065,9.4581804579545405,9.4581804579545405,6.7357914517094741,null,5.2028165537798499,28.819976743220792,69.344541284758677,25.073536061723821,25.073536061723821]
[null,null,null,null,null,null,null,null,null,null,null,null,null,null,null,null,null,null,null,42,0.13708825672458147,7.9997131978375364,46.907221513336026,9.2791661715659757,9.2791661715659757,6.9089972294150357,null,5.0822039752785342,28.324256182616431,68.810319385439087,24.697479635767682,24.697479635767682]
[null,null,null,null,null,null,null,null,null,null,null,null,null,null,null,null,null,null,null,43,0.13087625776117306,7.8637267100696135,46.455713303669654,9.1076879705894953,9.1076879705894953,7.0928006784447462,null,4.9670568190572002,27.848429915813018,68.290444825397941,24.334926341228655,24.334926341228655]
[null,null,null,null,null,null,null,null,null,null,null,null,null,null,null,null,null,null,null,44,0.12507713874191495,7.7331353699685224,46.017588402452475,8.9432662873205118,8.9432662873205118,7.2882430221666255,null,4.8570118263227622,27.391264130680185,67.784243543058267,23.985115885458015,23.985115885458015]
[null,null,null,null,null,null,null,null,null,null,null,null,null,null,null,null,null,null,null,45,0.11965510336261787,7.6076082970826064,45.592181459399399,8.7854618567741909,8.7854618567741909,7.4965087367613705,null,4.7517372324792033,26.951627334378017,67.29108660786585,23.647345795931706,23.647345795931706]
[null,null,null,null,null,null,null,null,null,null,null,null,null,null,null,null,null,null,null,46,0.11457815240038371,7.4868417535899425,45.178873309463143,8.6338715453546229,8.6338715453546229,7.7189512818588355,null,4.6509294263905332,26.528479821752192,66.810386318770142,23.320965920919164,23.320965920919164]
[null,null,null,null,null,null,null,null,null,null,null,null,null,null,null,null,null,null,null,47,0.10981761042606308,7.3705563800299387,44.777086881799278,8.488124688942662,8.488124688942662,7.9571246144153065,null,4.5543100260508638,26.120864429375121,66.341592713728204,23.005373554281366,23.005373554281366]
[null,null,null,null,null,null,null,null,null,null,null,null,null,null,null,null,null,null,null,48,0.10534771994014136,7.2584947650025242,44.386283547064977,8.3478798690853182,8.3478798690853182,8.2128220671945655,null,4.4616233113402233,25.727898394700695,65.884190439422724,22.700009102506446,22.700009102506446]
[null,null,null,null,null,null,null,null,null,null,null,null,null,null,null,null,null,null,null,49,0.10114529217511858,7.150419302424325,44.005959848198472,8.2128220671945655,8.2128220671945655,8.488124688942662,null,4.3726339640103236,25.348766168327703,65.437695937561003,22.404352224234774,22.404352224234774]
[null,null,null,null,null,null,null,null,null,null,null,null,null,null,null,null,null,null,null,50,9.7189405699566578E-2,7.046110297163068,43.635644567679719,8.0826601459034464,8.0826601459034464,8.7854618567741909,null,4.2871250728441082,24.982713050904412,65.001654910163381,22.117918382668147,22.117918382668147]
[null,null,null,null,null,null,null,null,null,null,null,null,null,null,null,null,null,null,null,51,9.3461145486912756E-2,6.9453642859086813,43.27489609082204,7.9571246144153065,7.9571246144153065,9.1076879705894953,null,4.204896368386124,24.629039545708419,64.575640031352762,21.840255759761231,21.840255759761231]
[null,null,null,null,null,null,null,null,null,null,null,null,null,null,null,null,null,null,null,52,8.9943376360338334E-2,6.8479925451008512,42.923300030150585,7.8359656410916614,7.8359656410916614,9.4581804579545405,null,4.1257626570010126,24.287096334158274,64.159248877483492,21.570942488248352,21.570942488248352]
[null,null,null,null,null,null,null,null,null,null,null,null,null,null,null,null,null,null,null,53,8.6620545729601872E-2,6.753819761900786,42.58046708068332,7.7189512818588355,7.7189512818588355,9.8409663613130078,null,4.0495524284864581,23.956279795059075,63.752102051128773,21.309584163599496,21.309584163599496]
[null,null,null,null,null,null,null,null,null,null,null,null,null,null,null,null,null,null,null,54,8.3478511373925812E-2,6.6626828476707942,42.246031079859222,7.6058658975105118,7.6058658975105118,10.260887769926626,null,3.976106615206596,23.63602799973707,63.353841477586741,21.055811603116364,21.055811603116364]
[null,null,null,null,null,null,null,null,null,null,null,null,null,null,null,null,null,null,null,55,8.0504390697768713E-2,6.574429876335671,41.919647249286754,7.4965087367613705,7.4965087367613705,10.723820811894711,null,3.90527748385189,23.325817124766136,62.964128855254017,20.809278823728093,20.809278823728093]
[null,null,null,null,null,null,null,null,null,null,null,null,null,null,null,null,null,null,null,56,7.7686428456473777E-2,6.4889191324605235,41.60099059836466,7.3906926650965943,7.3906926650965943,11.236969679408617,null,3.8369276435769719,23.02515823204639,62.582644243523852,20.569661213752532,20.569661213752532]
[null,null,null,null,null,null,null,null,null,null,null,null,null,null,null,null,null,null,null,57,7.5013880407311717E-2,6.4060182559680925,41.289754472375989,7.2882430221666255,7.2882430221666255,11.809267633101285,null,3.7709291565038203,22.733594372816949,62.209084773854585,20.336653877058041,20.336653877058041]
[null,null,null,null,null,null,null,null,null,null,null,null,null,null,null,null,null,null,null,58,7.2476910733513478E-2,6.325603472162129,40.985649229713999,7.1889965927705362,7.1889965927705362,12.451933542372331,null,3.7071627384732975,22.45069797797807,61.843163471369408,20.109970130777221,20.109970130777221]
[null,null,null,null,null,null,null,null,null,null,null,null,null,null,null,null,null,null,null,59,7.0066501407580972E-2,6.2475588972324658,40.688401034832168,7.0928006784447462,7.0928006784447462,13.179259556794477,null,3.6455170395399805,22.176068502033232,61.484608175834879,19.889340140059723,19.889340140059723]
[null,null,null,null,null,null,null,null,null,null,null,null,null,null,null,null,null,null,null,60,6.7774371933381872E-2,6.1717759107029906,40.397750755038032,6.9995122583263765,6.9995122583263765,14.009750812631523,null,3.5858879950798705,21.909330292177728,61.133160552154926,19.674509675364167,19.674509675364167]
[null,null,null,null,null,null,null,null,null,null,null,null,null,null,null,null,null,null,null,61,6.5592908128337513E-2,6.0981525873551163,40.113452950703959,6.9089972294150357,6.9089972294150357,14.967816542896799,null,3.528178239556075,21.650130657672438,60.788575181639338,19.465238979528934,19.465238979528934]
[null,null,null,null,null,null,null,null,null,null,null,null,null,null,null,null,null,null,null,62,6.3515098802895409E-2,6.0265931821229515,39.835274949590257,6.8211297175762411,6.8211297175762411,16.086353040193444,null,3.4722965759955398,21.398138117744221,60.450618726283707,19.261301733368409,19.261301733368409]
[null,null,null,null,null,null,null,null,null,null,null,null,null,null,null,null,null,null,null,63,6.1534479349973026E-2,5.9570076622439956,39.562995997119742,6.7357914517094741,6.7357914517094741,17.410823818068025,null,3.4181574950964038,21.153040808926757,60.119069159154122,19.062484109850011,19.062484109850011]
[null,null,null,null,null,null,null,null,null,null,null,null,null,null,null,null,null,null,null,64,5.9645081397036392E-2,5.8893112816526809,39.29640647525548,6.6528711943917642,6.6528711943917642,19.005965509891212,null,3.3656807386323511,20.914545035063099,59.793715054718206,18.868583908045977,18.868583908045977]
[null,null,null,null,null,null,null,null,null,null,null,null,null,null,null,null,null,null,null,65,5.784138778722081E-2,5.8234241932086661,39.035307183540226,6.5722642231455666,6.5722642231455666,20.967345316832279,null,3.3147909024655031,20.682373945188417,59.474354933623161,18.679409759047509,18.679409759047509]
[null,null,null,null,null,null,null,null,null,null,null,null,null,null,null,null,null,null,null,66,5.6118292254069502E-2,5.7592710948679269,38.779508676457681,6.493871857122258,6.493871857122258,23.442470215156732,null,3.2654170750380569,20.456266326244165,59.160796656999437,18.494780396897127,18.494780396897127]
[null,null,null,null,null,null,null,null,null,null,null,null,null,null,null,null,null,null,null,67,5.4471063238963779E-2,5.6967809063546611,38.528830651975113,6.4176010246289934,6.4176010246289934,26.672252304910671,null,3.2174925076977718,20.235975499081636,58.852856865879673,18.314523988355813,18.314523988355813]
[null,null,null,null,null,null,null,null,null,null,null,null,null,null,null,null,null,null,null,68,5.2895311372679998E-2,5.6358864732949314,38.283101386621638,6.3433638674321173,6.3433638674321173,31.080525609153995,null,3.1709543136341676,20.021268307525951,58.550360461772939,18.138477515989287,18.138477515989287]
[null,null,null,null,null,null,null,null,null,null,null,null,null,null,null,null,null,null,null,69,5.1386960201625698E-2,5.5765242961135755,38.042157212940765,6.2710773782241631,6.2710773782241631,37.493815644981566,null,3.1257431925699279,19.811924191418523,58.253140124833344,17.966486209644863,17.966486209644863]
[null,null,null,null,null,null,null,null,null,null,null,null,null,null,null,null,null,null,null,70,4.9942219795099163E-2,5.5186342812878593,37.80584203561375,6.2006630680580201,6.2006630680580201,47.792997877010862,null,3.0818031786731446,19.607734335559513,57.961035866415919,17.798403021907909,17.798403021907909]
[null,null,null,null,null,null,null,null,null,null,null,null,null,null,null,null,null,null,null,71,4.8557562913657648E-2,5.462159512828066,37.574006882866342,6.1320466608785864,6.1320466608785864,67.570591978599111,null,3.0390814094370957,19.40850088735203,57.673894613126485,17.634088143583554,17.634088143583554]
[null,null,null,null,null,null,null,null,null,null,null,null,null,null,null,null,null,null,null,72,4.722970345855515E-2,5.4070460420805375,37.346509490179415,6.0651578126135064,6.0651578126135064,131.95378331035158,null,2.9975279135207269,19.21403623672326,57.391569819752227,17.473408555653414,17.473408555653414]
[null,null,null,null,null,null,null,null,null,null,null,null,null,null,null,null,null,null,null,73,4.5955576955350352E-2,5.3532426941437734,37.123213913539075,5.9999298525333415,5.9999298525333415,87.15980735787906,null,2.9570954157595573,19.024162352578333,57.113921108708205,17.316237614514783,17.316237614514783]
[null,null,null,null,null,null,null,null,null,null,null,null,null,null,null,null,null,null,null,74,4.47323228566745E-2,5.3007008893844159,36.903990169779718,5.9362995448545917,5.9362995448545917,55.792615322457436,null,2.9177391577473561,18.838710170643282,56.840813933857824,17.162454667627483,17.162454667627483]
[null,null,null,null,null,null,null,null,null,null,null,null,null,null,null,null,null,null,null,75,4.3557268471317911E-2,5.2493744786870593,36.68871390181539,5.8742068687449773,5.8742068687449773,41.95823083854782,null,2.8794167325570093,18.657519028083865,56.572119266763927,17.011944696975714,17.011944696975714]
[null,null,null,null,null,null,null,null,null,null,null,null,null,null,null,null,null,null,null,76,4.2427914352288099E-2,5.1992195912018815,36.477266066694938,5.8135948150966215,5.8135948150966215,33.957248144434971,null,2.8420879323174733,18.480436140756471,56.307713303605119,16.864597988003624,16.864597988003624]
[null,null,null,null,null,null,null,null,null,null,null,null,null,null,null,null,null,null,null,77,4.1341920993119174E-2,5.1501944935093888,36.269532644691935,5.7544091985898831,5.7544091985898831,28.691043699962961,null,2.8057146074950792,18.307316119363652,56.0474771911517,16.720309821907339,16.720309821907339]
[null,null,null,null,null,null,null,null,null,null,null,null,null,null,null,null,null,null,null,78,4.0297096702147428E-2,5.102259459191373,36.065404367756855,5.6965984837140695,5.6965984837140695,24.942427460490649,null,2.7702605368438875,18.138020521156314,55.791296770338946,16.578980189366401,16.578980189366401]
[null,null,null,null,null,null,null,null,null,null,null,null,null,null,null,null,null,null,null,79,3.9291386534699768E-2,5.0553766479283695,35.864776465788964,5.6401136235547256,5.6401136235547256,22.128528548983013,null,2.7356913070931386,17.972417434153428,55.539062336104138,16.440513523976378,16.440513523976378]
[null,null,null,null,null,null,null,null,null,null,null,null,null,null,null,null,null,null,null,80,3.8322862181075834E-2,5.0095099933118945,35.667548429415547,5.5849079102554242,5.5849079102554242,19.933220217857752,null,2.7019742015317378,17.810381091142908,55.290668412270527,16.304818453804867,16.304818453804867]
[null,null,null,null,null,null,null,null,null,null,null,null,null,null,null,null,null,null,null,81,3.7389712715906853E-2,4.9646250986399991,35.473623787943325,5.5309368361899942,5.5309368361899942,18.169494366391632,null,2.6690780967315422,17.651791510988552,55.046013540365259,16.171807569636783,16.171807569636783]
[null,null,null,null,null,null,null,null,null,null,null,null,null,null,null,null,null,null,null,82,3.6490236126383024E-2,4.9206891400467612,35.282909901411585,5.4781579649386458,5.4781579649386458,16.719356351452575,null,2.6369733667241624,17.496534165001457,54.805000081353626,16.041397208603879,16.041397208603879]
[null,null,null,null,null,null,null,null,null,null,null,null,null,null,null,null,null,null,null,83,3.5622831545623512E-2,4.8776707763486229,35.09531776564836,5.4265308112890125,5.4265308112890125,15.504540973093299,null,2.6056317940111677,17.34449966634299,54.567534029357176,15.913507252009722,15.913507252009722]
[null,null,null,null,null,null,null,null,null,null,null,null,null,null,null,null,null,null,null,84,3.4785992124085396E-2,4.8355400650930278,34.910761829388321,5.3760167295151859,5.3760167295151859,14.471018270795525,null,2.5750264868458452,17.195583480613823,54.333524836500402,15.788060936265742,15.788060936265742]
[null,null,null,null,null,null,null,null,null,null,null,null,null,null,null,null,null,null,null,85,3.3978298481116553E-2,4.7942683842836686,34.729159822597467,5.3265788092837738,5.3265788092837738,13.580247141761106,null,2.5451318022768485,17.049685655951116,54.102885248101543,15.664984675948306,15.664984675948306]
[null,null,null,null,null,null,null,null,null,null,null,null,null,null,null,null,null,null,null,86,3.3198412681571199E-2,4.7538283593637516,34.550432595157872,5.2781817785776184,5.2781817785776184,12.803972698025063,null,2.5159232744908571,16.906710571107077,53.875531147485923,15.544207898071903,15.544207898071903]
[null,null,null,null,null,null,null,null,null,null,null,null,null,null,null,null,null,null,null,87,3.2445072691558607E-2,4.7141937950314059,34.374503965207623,5.2307919131023937,5.2307919131023937,12.120994621913496,null,2.4873775480333937,16.7665667001177,53.651381409758592,15.425662886750413,15.425662886750413]
[null,null,null,null,null,null,null,null,null,null,null,null,null,null,null,null,null,null,null,88,3.1717087269356625E-2,4.6753396115188934,34.20130057645838,5.1843769516515295,5.1843769516515295,11.515085278229549,null,2.4594723155247116,16.629166392292714,53.430357763925635,15.309284637487925,15.309284637487925]
[null,null,null,null,null,null,null,null,null,null,null,null,null,null,null,null,null,null,null,89,3.1013331253063825E-2,4.6372417849975136,34.030751763832086,5.1389060170047287,5.1389060170047287,10.973606077825252,null,2.4321862595216595,16.494425666368048,53.212384662800979,15.195010720403847,15.195010720403847]
[null,null,null,null,null,null,null,null,null,null,null,null,null,null,null,null,null,null,null,90,3.0332741210145286E-2,4.5998772918012492,33.862789426899326,5.0943495419210194,5.0943495419210194,10.486562781574207,null,2.4054989982070869,16.362264017761753,52.997389160179857,15.082781151754038,15.082781151754038]
[null,null,null,null,null,null,null,null,null,null,null,null,null,null,null,null,null,null,null,91,2.9674311417636545E-2,4.5632240561772051,33.697347910543613,5.0506791998482186,5.0506791998482186,10.04594511970447,null,2.3793910346159941,16.232604237964118,52.785300794799241,14.972538273161666,14.972538273161666]
[null,null,null,null,null,null,null,null,null,null,null,null,null,null,null,null,null,null,null,92,2.9037090144413469E-2,4.5272609013070451,33.534363892380497,5.0078678400143417,5.0078678400143417,9.6452554658534382,null,2.3538437091326072,16.105372245174369,52.576051480642512,14.86422663801876,14.86422663801876]
[null,null,null,null,null,null,null,null,null,null,null,null,null,null,null,null,null,null,null,93,2.8420176209891679E-2,4.4919675033702333,33.37377627648857,4.9658894265642175,4.9658894265642175,9.2791661715659757,null,2.3288391550151588,15.980496925370023,52.369575403178494,14.757792904562258,14.757792904562258]
[null,null,null,null,null,null,null,null,null,null,null,null,null,null,null,null,null,null,null,94,2.7822715795906561E-2,4.4573243484073828,33.215526093037624,4.9247189814545891,4.9247189814545891,8.9432662873205118,null,2.3043602567255923,15.857909983061909,52.165808921155715,14.653185735167497,14.653185735167497]
[null,null,null,null,null,null,null,null,null,null,null,null,null,null,null,null,null,null,null,95,2.7243899490883905E-2,4.4233126918156813,33.05955640340926,4.8843325308491785,4.8843325308491785,8.6338715453546229,null,2.2803906108599636,15.737545801048791,51.964690473600484,14.55035570143783,14.55035570143783]
[null,null,null,null,null,null,null,null,null,null,null,null,null,null,null,null,null,null,null,96,2.6682959546690199E-2,4.3899145202585714,32.905812210477961,4.8447070547420026,4.8447070547420026,8.3478798690853182,null,2.2569144894921171,15.619341308540561,51.766160491692965,14.449255194701415,14.449255194701415]
[null,null,null,null,null,null,null,null,null,null,null,null,null,null,null,null,null,null,null,97,2.613916733164956E-2,4.3571125158505311,32.754240373731591,4.8058204396152178,4.8058204396152178,8.0826601459034464,null,2.2339168057585042,15.503235857069528,51.570161315219131,14.349838341556197,14.349838341556197]
[null,null,null,null,null,null,null,null,null,null,null,null,null,null,null,null,null,null,null,98,2.5611830962759541E-2,4.3248900224325553,32.604789528863876,4.7676514338822926,4.7676514338822926,7.8359656410916614,null,2.2113830815258946,15.389171103654865,51.37663711331755,14.252060924130951,14.252060924130951]
[null,null,null,null,null,null,null,null,null,null,null,null,null,null,null,null,null,null,null,99,2.5100293104259208E-2,4.2932310138210141,32.457410011668799,4.7301796059662138,4.7301796059662138,7.6058658975105118,null,2.1892994169963829,15.277090900727252,51.185533809260491,14.155880304755552,14.155880304755552]
[null,null,null,null,null,null,null,null,null,null,null,null,null,null,null,null,null,null,null,100,2.4603928917514395E-2,4.2621200638775463,32.312053785838543,4.6933853047987668,4.6933853047987668,7.3906926650965943,null,2.1676524621155941,15.166941192358754,50.996799009026269,14.061255354755984,14.061255354755984]
[null,null,null,null,null,null,null,null,null,null,null,null,null,null,null,null,null,null,null,101,2.412214415244307E-2,4.2315423182863015,32.16867437455403,4.6572496225976465,4.6572496225976465,7.1889965927705362,null,2.1464293896605136,15.058669916377838,50.810381933437434,13.968146387110851,13.968146387110851]
[null,null,null,null,null,null,null,null,null,null,null,null,null,null,null,null,null,null,null,102,2.3654373367833159E-2,4.2014834679243904,32.027226795524257,4.6217543597638269,4.6217543597638269,6.9995122583263765,null,2.1256178698929382,14.952226911981237,50.626233353653973,13.876515092725096,13.876515092725096]
[null,null,null,null,null,null,null,null,null,null,null,null,null,null,null,null,null,null,null,103,2.3200078271401026E-2,4.171929723723224,31.887667499363488,4.5868819917616293,4.5868819917616293,6.8211297175762411,null,2.1052060466733118,14.847563832483585,50.444305529825911,13.786324480094382,13.786324480094382]
[null,null,null,null,null,null,null,null,null,null,null,null,null,null,null,null,null,null,null,104,2.27587461706662E-2,4.1428677929138757,31.749954311027977,4.552615637842564,4.552615637842564,6.6528711943917642,null,2.0851825149377095,14.744634062872338,50.264552152722089,13.697538818149653,13.697538818149653]
[null,null,null,null,null,null,null,null,null,null,null,null,null,null,null,null,null,null,null,105,2.2329888525547403E-2,4.1142848565832537,31.614046374185818,4.5189390315101718,4.5189390315101718,6.493871857122258,null,2.0655362994480697,14.643392641860061,50.0869282881646,13.61012358208642,13.61012358208642]
[null,null,null,null,null,null,null,null,null,null,null,null,null,null,null,null,null,null,null,106,2.1913039595744976E-2,4.0861685484426289,31.479904098326188,4.4858364925935348,4.4858364925935348,6.3433638674321173,null,2.0462568347324819,14.543796188148576,49.911390324109519,13.524045401996865,13.524045401996865]
[null,null,null,null,null,null,null,null,null,null,null,null,null,null,null,null,null,null,null,107,2.1507755175917964E-2,4.0585069347414446,31.347489108447917,4.4532929008498741,4.4532929008498741,6.2006630680580201,null,2.0273339461384952,14.445802830640098,49.73789592022483,13.439272014135678,13.439272014135678]
[null,null,null,null,null,null,null,null,null,null,null,null,null,null,null,null,null,null,null,108,2.1113611411578859E-2,4.0312884952472814,31.216764197181874,4.4212936709761834,4.4212936709761834,6.0651578126135064,null,2.0087578319280608,14.349372142349424,49.566403959826282,13.355772214661979,13.355772214661979]
[null,null,null,null,null,null,null,null,null,null,null,null,null,null,null,null,null,null,null,109,2.0730203690419557E-2,4.0045021052371794,31.087693279218911,4.3898247289623669,4.3898247289623669,5.9362995448545917,null,1.9905190463478988,14.254465077788762,49.396874504040895,13.273515815710606,13.273515815710606]
[null,null,null,null,null,null,null,null,null,null,null,null,null,null,null,null,null,null,null,110,2.0357145603497884E-2,3.9781370184232401,30.960241347892406,4.3588724896935673,4.3588724896935673,5.8135948150966215,null,1.9726084836138589,14.16104391361271,49.22926874807591,13.192473603655905,13.192473603655905]
[null,null,null,null,null,null,null,null,null,null,null,null,null,null,null,null,null,null,null,111,1.9994067971367713E-2,3.9521828507652117,30.834374433818084,4.3284238357143749,4.3284238357143749,5.6965984837140695,null,1.9550173627522147,14.069072192325796,49.063548979478995,13.112617299440217,13.112617299440217]
[null,null,null,null,null,null,null,null,null,null,null,null,null,null,null,null,null,null,null,112,1.9640617930008375E-2,3.9266295651214023,30.710059565454685,4.2984660971176254,4.2984660971176254,5.5849079102554242,null,1.9377372132448738,13.978514668868614,48.899678538282345,13.03391952084805,13.03391952084805]
[null,null,null,null,null,null,null,null,null,null,null,null,null,null,null,null,null,null,null,113,1.9296458073711165E-2,3.9014674566681151,30.587264731494543,4.2689870324420554,4.2689870324420554,5.4781579649386458,null,1.9207598614291996,13.889337259911088,48.73762177893024,12.95635374661437,12.95635374661437]
[null,null,null,null,null,null,null,null,null,null,null,null,null,null,null,null,null,null,null,114,1.8961265648812287E-2,3.8766871390696451,30.465958844993111,4.2399748105676736,4.2399748105676736,5.3760167295151859,null,1.9040774176065647,13.801506995693181,48.577344033895706,12.879894282263082,12.879894282263082]
[null,null,null,null,null,null,null,null,null,null,null,null,null,null,null,null,null,null,null,115,1.8634731797305903E-2,3.8522795313263032,30.346111709111028,4.2114179935103948,4.2114179935103948,5.2781817785776184,null,1.8876822638169191,13.714991974263903,48.418811578897582,12.804516227578278,12.804516227578278]
[null,null,null,null,null,null,null,null,null,null,null,null,null,null,null,null,null,null,null,116,1.8316560844823471E-2,3.8282358452845529,30.227693984415055,4.183305520088652,4.183305520088652,5.1843769516515295,null,1.8715670422395734,13.629761317979598,48.261991599634797,12.730195445617159,12.730195445617159]
[null,null,null,null,null,null,null,null,null,null,null,null,null,null,null,null,null,null,null,117,1.8006469630989841E-2,3.8045475737565084,30.110677157635109,4.155626690395593,4.155626690395593,5.0943495419210194,null,1.8557246441830897,13.545785132131538,48.106852159959587,12.656908533179369,12.656908533179369]
[null,null,null,null,null,null,null,null,null,null,null,null,null,null,null,null,null,null,null,118,1.7704186879399231E-2,3.781206479219918,29.995033511820111,4.1283711510445755,4.1283711510445755,5.0078678400143417,null,1.8401481996296687,13.46303446558144,47.953362171416032,12.584632792652801,12.584632792652801]
[null,null,null,null,null,null,null,null,null,null,null,null,null,null,null,null,null,null,null,119,1.7409452603970976E-2,3.758204583062934,29.880736097792578,4.1015288811254322,4.1015288811254322,4.9247189814545891,null,1.8248310673017216,13.381481273291367,47.801491364074657,12.513346205160975,12.513346205160975]
[null,null,null,null,null,null,null,null,null,null,null,null,null,null,null,null,null,null,null,120,1.7122017549553448E-2,3.7355341553450216,29.767758706861059,4.0750901788542251,4.0750901788542251,4.8447070547420026,null,1.8097668252204535,13.301098380641815,47.651210258597878,12.443027404941752,12.443027404941752]
[null,null,null,null,null,null,null,null,null,null,null,null,null,null,null,null,null,null,null,121,1.6841642665241352E-2,3.7131877050483126,29.65607584470763,4.0490456488521431,4.0490456488521431,4.7676514338822926,null,1.7949492617282616,13.221859449438563,47.502490139474816,12.373655654891426,12.373655654891426]
[null,null,null,null,null,null,null,null,null,null,null,null,null,null,null,null,null,null,null,122,1.6568098606597914E-2,3.6911579707789315,29.545662706398616,4.0233861900387637,4.0233861900387637,4.6933853047987668,null,1.7803723669485758,13.143738945515123,47.35530302936764,12.305210823212304,12.305210823212304]
[null,null,null,null,null,null,null,null,null,null,null,null,null,null,null,null,null,null,null,123,1.6301165266895623E-2,3.6694379119130645,29.436495152464886,3.9981029840973861,3.9981029840973861,4.6217543597638269,null,1.766030324658481,13.066712107843562,47.209621664514771,12.23767336110568,12.23767336110568]
[null,null,null,null,null,null,null,null,null,null,null,null,null,null,null,null,null,null,null,124,1.6040631334163891E-2,3.6480207001507097,29.328549685986218,3.9731874844801496,3.9731874844801496,4.552615637842564,null,1.7519175045510267,12.990754919071845,47.065419471139542,12.171024281455473,12.171024281455473]
[null,null,null,null,null,null,null,null,null,null,null,null,null,null,null,null,null,null,null,125,1.5786293872423585E-2,3.6268997114509602,29.221803430646105,3.9486314059220149,3.9486314059220149,4.4858364925935348,null,1.738028454865598,12.915844077410879,46.922670542815588,12.105245138451206,12.105245138451206]
[null,null,null,null,null,null,null,null,null,null,null,null,null,null,null,null,null,null,null,126,1.553795792716528E-2,3.6060685183479109,29.1162341096815,3.9244267144481455,3.9244267144481455,4.4212936709761834,null,1.7243578953660865,12.841956969799268,46.7813496187431,12.040318008101975,12.040318008101975]
[null,null,null,null,null,null,null,null,null,null,null,null,null,null,null,null,null,null,null,127,1.5295436150751129E-2,3.5855208826017133,29.011820025737507,3.9005656178251229,3.9005656178251229,4.3588724896935673,null,1.7109007106478555,12.769071646278027,46.641432062892662,11.976225469595859,11.976225469595859]
[null,null,null,null,null,null,null,null,null,null,null,null,null,null,null,null,null,null,null,128,1.5058548449644604E-2,3.5652507481906923,28.908540041504239,3.8770405564632711,3.8770405564632711,4.2984660971176254,null,1.6976519437556821,12.69716679551172,46.502893843975563,11.91295058746201,11.91295058746201]
[null,null,null,null,null,null,null,null,null,null,null,null,null,null,null,null,null,null,null,129,1.4827121649659603E-2,3.5452522346058686,28.806373561174041,3.8538441947112005,3.8538441947112005,4.2399748105676736,null,1.6846067900959454,12.62622172139617,46.365711516201905,11.85047689449495,11.85047689449495]
[null,null,null,null,null,null,null,null,null,null,null,null,null,null,null,null,null,null,null,130,1.4600989179399448E-2,3.5255196304503897,28.705300512632675,3.8309694125580336,3.8309694125580336,4.183305520088652,null,1.6717605916273566,12.556216320696588,46.229862200789839,11.788788375403128,11.788788375403128]
[null,null,null,null,null,null,null,null,null,null,null,null,null,null,null,null,null,null,null,131,1.4379990770464701E-2,3.5060473873147657,28.60530133037355,3.80840929768965,3.80840929768965,4.1283711510445755,null,1.659108831315472,12.487131061663138,46.09532356819124,11.727869451145772,11.727869451145772]
[null,null,null,null,null,null,null,null,null,null,null,null,null,null,null,null,null,null,null,132,1.4163972173520278E-2,3.486830113918586,28.506356939074067,3.7861571379016823,3.7861571379016823,4.0750901788542251,null,1.6466471278371237,12.418946963574164,45.962073821000956,11.667704963924226,11.667704963924226]
[null,null,null,null,null,null,null,null,null,null,null,null,null,null,null,null,null,null,null,133,1.3952784888658698E-2,3.467862570510988,28.408448737842264,3.7642064138460682,3.7642064138460682,4.0233861900387637,null,1.634371230521722,12.351645577160156,45.83009167751856,11.608280162795818,11.608280162795818]
[null,null,null,null,null,null,null,null,null,null,null,null,null,null,null,null,null,null,null,134,1.3746285910769984E-2,3.4491396635039564,28.31155858506736,3.7425507920900145,3.7425507920900145,3.9731874844801496,null,1.6222770145171626,12.285208965864214,45.699356355933105,11.549580689880104,11.549580689880104]
[null,null,null,null,null,null,null,null,null,null,null,null,null,null,null,null,null,null,null,135,1.3544337486791846E-2,3.4306564403384527,28.215668783861474,3.7211841184735022,3.7211841184735022,3.9244267144481455,null,1.6103604761687893,12.219619687897357,45.569847559102946,11.491592567128944,11.491592567128944]
[null,null,null,null,null,null,null,null,null,null,null,null,null,null,null,null,null,null,null,136,1.3346806886062268E-2,3.4124080845674598,28.12076206807069,3.7001004117521461,3.7001004117521461,3.8770405564632711,null,1.5986177286005341,12.154860779049343,45.441545459904177,11.434302183633527,11.434302183633527]
[null,null,null,null,null,null,null,null,null,null,null,null,null,null,null,null,null,null,null,137,1.3153566182495524E-2,3.3943899111434348,28.026821588802704,3.6792938575129028,3.6792938575129028,3.8309694125580336,null,1.5870449974879937,12.090915736217912,45.314430687122417,11.377696283442864,11.377696283442864]
[null,null,null,null,null,null,null,null,null,null,null,null,null,null,null,null,null,null,null,138,1.2964492046990017E-2,3.3765973619024408,27.933830901509282,3.6587588023382978,3.6587588023382978,3.7861571379016823,null,1.5756386170137835,12.027768501621424,45.18848431186435,11.321761953869643,11.321761953869643]
[null,null,null,null,null,null,null,null,null,null,null,null,null,null,null,null,null,null,null,139,1.2779465550750047E-2,3.3590260012383624,27.841773953497977,3.638489748229631,3.638489748229631,3.7425507920900145,null,1.5643950259960637,11.965403447661833,45.06368783446603,11.266486614260723,11.266486614260723]
[null,null,null,null,null,null,null,null,null,null,null,null,null,null,null,null,null,null,null,140,1.2598371978270961E-2,3.3416715119483342,27.750635071971374,3.6184813472436872,3.6184813472436872,3.7001004117521461,null,1.553310764181651,11.903805362406738,44.940023171876781,11.211858005210601,11.211858005210601]
[null,null,null,null,null,null,null,null,null,null,null,null,null,null,null,null,null,null,null,141,1.2421100649447681E-2,3.3245296912521098,27.660398952470132,3.5987283963647769,3.5987283963647769,3.6587588023382978,null,1.5423824686956069,11.84295943566096,44.817472645498015,11.15786417819751,11.15786417819751]
[null,null,null,null,null,null,null,null,null,null,null,null,null,null,null,null,null,null,null,142,1.2247544750380257E-2,3.3075964469740029,27.571050647767152,3.5792258325823241,3.5792258325823241,3.6184813472436872,null,1.5316068706396546,11.782851245599783,44.696018969457654,11.104493485622754,11.104493485622754]
[null,null,null,null,null,null,null,null,null,null,null,null,null,null,null,null,null,null,null,143,1.2077601172563845E-2,3.2908677938696655,27.482575557160089,3.5599687281685419,3.5599687281685419,3.5792258325823241,null,1.5209807918321925,11.723466745937335,44.575645239301728,11.051734571234963,11.051734571234963]
[null,null,null,null,null,null,null,null,null,null,null,null,null,null,null,null,null,null,null,144,1.1911170359468315E-2,3.2743398501127103,27.39495941615769,3.540952286147558,3.540952286147558,3.540952286147558,null,1.5105011416830765,11.664792253605221,44.45633492108545,10.999576360921857,10.999576360921857]

{"sheet":"単位対策量早見表","index":3,"n_rows":16,"n_cols":18,"rows_kept":16,"cut":false,"hidden":false,"merged":[[3,7,3,17],[1,1,1,17],[7,2,7,4],[8,2,8,4],[9,2,10,4],[15,2,17,4],[11,2,13,4],[4,9,4,17],[6,7,12,7],[4,7,5,8]]}
[]
[null,"雨水浸透阻害行為に対する施設規模の早見表"]
[]
[null,null,null,null,null,null,null,"洪水調節容量（m3/ha）"]
[null,null,null,null,null,null,null,null,null,"雨水浸透阻害行為後の流出係数"]
[null,null,null,null,null,null,null,null,null,0.3,0.4,0.5,0.6,0.7,0.8,0.9,0.95,1]
[null,null,"【使用方法】",null,null,null,null,"雨水浸透阻害行為前の流出係数",0.2]
[null,null,"事前に「降雨強度」シートで降雨の一覧表を作成してください。",null,null,null,null,null,0.3]
[null,null,"雨水浸透阻害行為前後の流出係数は編集可能です。",null,null,null,null,null,0.4]
[null,null,"行為後流出係数が行為前流出係数よりも大きい箇所のみを対象に、「03-①調整池容量の概算」で調節容量を試算します。",null,null,null,null,null,0.5]
[null,null,null,null,null,null,null,null,0.6]
[null,null,"【計算方法・条件】\n「03-①調整池容量の概算」シートで、調整池高を1m～30mまで変化させた場合（調整池の形状は直方体）の試算を行い、最小となった必要容量が表示されます。オリフィスは円形とし、口径は調整池高、許容放流量に応じて自動で設定された値で試算します。",null,null,null,null,null,0.7]
[null,null,null,null,null,null,null,null,0.8]
[]
[]
[null,null,"【注意事項】\n早見表は概算結果（目安）であり、詳細検討の結果とは異なります。"]

{"sheet":"01流出計算（Q-Tグラフ）","index":4,"n_rows":149,"n_cols":11,"rows_kept":149,"cut":false,"hidden":false,"merged":[[1,1,1,5],[1,7,1,24],[22,2,24,4],[9,2,12,4],[17,2,18,5]]}
[]
[null,"流 出 計 算 条 件",null,null,null,null,null,"流 出 計 算 結 果"]
[]
[null,null,null,null,null,null,null,"時刻","行為前流入量","行為後流入量","降雨強度"]
[null,2,"流出計算の実行",null,null,null,null,"00:00:00",0,0]
[null,null,null,null,null,null,null,"00:10:00",7.6999999999999996E-4,2.31E-3,3.6]
[null,null,"行為面積",{"$f":"流出係数算出!H8","v":0.08},"ha",null,null,"00:20:00",7.6999999999999996E-4,2.31E-3,3.6]
[null,null,null,null,null,null,null,"00:30:00",7.6999999999999996E-4,2.31E-3,3.6]
[null,null,"降雨量",null,null,null,null,"00:40:00",8.0000000000000004E-4,2.3700000000000001E-3,3.7]
[null,null,"※「降雨強度」シートに基準降雨を入力してください。（都道府県知事等により公示されている「基準降雨」の値に変更してください。）",null,null,null,null,"00:50:00",8.0000000000000004E-4,2.3700000000000001E-3,3.7]
[null,null,null,null,null,null,null,"01:00:00",8.1999999999999998E-4,2.4299999999999999E-3,3.8]
[null,null,null,null,null,null,null,"01:10:00",8.1999999999999998E-4,2.4299999999999999E-3,3.8]
[null,null,null,null,null,null,null,"01:20:00",8.4000000000000003E-4,2.5000000000000001E-3,3.9]
[null,null,null,null,null,null,null,"01:30:00",8.4000000000000003E-4,2.5000000000000001E-3,3.9]
[null,null,"流出係数",null,null,null,null,"01:40:00",8.4000000000000003E-4,2.5000000000000001E-3,3.9]
[null,null,"行為前",0.29245283018867929,null,null,null,"01:50:00",8.5999999999999998E-4,2.5600000000000002E-3,4]
[null,null,"行為後",0.86981132075471701,null,null,null,"02:00:00",8.5999999999999998E-4,2.5600000000000002E-3,4]
[null,null,"※「流出係数算出」シートで算出した諸元が入力されていますが、必要に応じて申請図書記載値に上書きすることができます。",null,null,null,null,"02:10:00",8.8000000000000003E-4,2.63E-3,4.0999999999999996]
[null,null,null,null,null,null,null,"02:20:00",8.9999999999999998E-4,2.6900000000000001E-3,4.2]
[null,null,null,null,null,null,null,"02:30:00",8.9999999999999998E-4,2.6900000000000001E-3,4.2]
[null,null,"流出計算結果の指定",null,null,null,null,"02:40:00",9.2000000000000003E-4,2.7499999999999998E-3,4.3]
[null,null,null,null,null,null,null,"02:50:00",9.2000000000000003E-4,2.7499999999999998E-3,4.3]
[null,null,"※「流入量定義」シートに計算された流出計算結果（行為後）を入力してください。",null,null,null,null,"03:00:00",9.5E-4,2.82E-3,4.4000000000000004]
[null,null,null,null,null,null,null,"03:10:00",9.7000000000000005E-4,2.8800000000000002E-3,4.5]
[null,null,null,null,null,null,null,"03:20:00",9.7000000000000005E-4,2.8800000000000002E-3,4.5]
[null,null,null,null,null,null,null,"03:30:00",9.8999999999999999E-4,2.9499999999999999E-3,4.5999999999999996]
[null,null,"許容放流量",null,"m3/s",null,null,"03:40:00",1.01E-3,3.0100000000000001E-3,4.7]
[null,null,null,null,null,null,null,"03:50:00",1.01E-3,3.0100000000000001E-3,4.7]
[null,null,null,null,null,null,null,"04:00:00",1.0300000000000001E-3,3.0699999999999998E-3,4.8]
[null,null,null,null,null,null,null,"04:10:00",1.0499999999999999E-3,3.14E-3,4.9000000000000004]
[null,null,null,null,null,null,null,"04:20:00",1.07E-3,3.2000000000000002E-3,5]
[null,null,null,null,null,null,null,"04:30:00",1.1000000000000001E-3,3.2699999999999999E-3,5.0999999999999996]
[null,null,null,null,null,null,null,"04:40:00",1.1000000000000001E-3,3.2699999999999999E-3,5.0999999999999996]
[null,null,null,null,null,null,null,"04:50:00",1.1199999999999999E-3,3.3300000000000001E-3,5.2]
[null,null,null,null,null,null,null,"05:00:00",1.14E-3,3.3899999999999998E-3,5.3]
[null,null,null,null,null,null,null,"05:10:00",1.16E-3,3.46E-3,5.4]
[null,null,null,null,null,null,null,"05:20:00",1.1800000000000001E-3,3.5200000000000001E-3,5.5]
[null,null,null,null,null,null,null,"05:30:00",1.1999999999999999E-3,3.5899999999999999E-3,5.6]
[null,null,null,null,null,null,null,"05:40:00",1.25E-3,3.7100000000000002E-3,5.8]
[null,null,null,null,null,null,null,"05:50:00",1.2700000000000001E-3,3.7799999999999999E-3,5.9]
[null,null,null,null,null,null,null,"06:00:00",1.2899999999999999E-3,3.8400000000000001E-3,6]
[null,null,null,null,null,null,null,"06:10:00",1.31E-3,3.9100000000000003E-3,6.1]
[null,null,null,null,null,null,null,"06:20:00",1.3500000000000001E-3,4.0299999999999997E-3,6.3]
[null,null,null,null,null,null,null,"06:30:00",1.3799999999999999E-3,4.1000000000000003E-3,6.4]
[null,null,null,null,null,null,null,"06:40:00",1.42E-3,4.2300000000000003E-3,6.6]
[null,null,null,null,null,null,null,"06:50:00",1.4400000000000001E-3,4.2900000000000004E-3,6.7]
[null,null,null,null,null,null,null,"07:00:00",1.48E-3,4.4200000000000003E-3,6.9]
[null,null,null,null,null,null,null,"07:10:00",1.5299999999999999E-3,4.5500000000000002E-3,7.1]
[null,null,null,null,null,null,null,"07:20:00",1.57E-3,4.6800000000000001E-3,7.3]
[null,null,null,null,null,null,null,"07:30:00",1.6100000000000001E-3,4.7999999999999996E-3,7.5]
[null,null,null,null,null,null,null,"07:40:00",1.66E-3,4.9300000000000004E-3,7.7]
[null,null,null,null,null,null,null,"07:50:00",1.72E-3,5.1200000000000004E-3,8]
[null,null,null,null,null,null,null,"08:00:00",1.7600000000000001E-3,5.2500000000000003E-3,8.1999999999999993]
[null,null,null,null,null,null,null,"08:10:00",1.83E-3,5.4400000000000004E-3,8.5]
[null,null,null,null,null,null,null,"08:20:00",1.89E-3,5.64E-3,8.8000000000000007]
[null,null,null,null,null,null,null,"08:30:00",1.9599999999999999E-3,5.8300000000000001E-3,9.1]
[null,null,null,null,null,null,null,"08:40:00",2.0400000000000001E-3,6.0800000000000003E-3,9.5]
[null,null,null,null,null,null,null,"08:50:00",2.1099999999999999E-3,6.28E-3,9.8000000000000007]
[null,null,null,null,null,null,null,"09:00:00",2.2100000000000002E-3,6.6E-3,10.3]
[null,null,null,null,null,null,null,"09:10:00",2.3E-3,6.8500000000000002E-3,10.7]
[null,null,null,null,null,null,null,"09:20:00",2.4099999999999998E-3,7.1700000000000002E-3,11.2]
[null,null,null,null,null,null,null,"09:30:00",2.5400000000000002E-3,7.5599999999999999E-3,11.8]
[null,null,null,null,null,null,null,"09:40:00",2.6900000000000001E-3,8.0099999999999998E-3,12.5]
[null,null,null,null,null,null,null,"09:50:00",2.8400000000000001E-3,8.4499999999999992E-3,13.2]
[null,null,null,null,null,null,null,"10:00:00",3.0100000000000001E-3,8.9700000000000005E-3,14]
[null,null,null,null,null,null,null,"10:10:00",3.2200000000000002E-3,9.6100000000000005E-3,15]
[null,null,null,null,null,null,null,"10:20:00",3.46E-3,1.031E-2,16.100000000000001]
[null,null,null,null,null,null,null,"10:30:00",3.7399999999999998E-3,1.1140000000000001E-2,17.399999999999999]
[null,null,null,null,null,null,null,"10:40:00",4.0800000000000003E-3,1.217E-2,19]
[null,null,null,null,null,null,null,"10:50:00",4.5100000000000001E-3,1.345E-2,21]
[null,null,null,null,null,null,null,"11:00:00",5.0299999999999997E-3,1.499E-2,23.4]
[null,null,null,null,null,null,null,"11:10:00",5.7400000000000003E-3,1.7100000000000001E-2,26.7]
[null,null,null,null,null,null,null,"11:20:00",6.6800000000000002E-3,1.992E-2,31.1]
[null,null,null,null,null,null,null,"11:30:00",8.0599999999999995E-3,2.402E-2,37.5]
[null,null,null,null,null,null,null,"11:40:00",1.027E-2,3.0609999999999998E-2,47.8]
[null,null,null,null,null,null,null,"11:50:00",1.453E-2,4.3290000000000002E-2,67.599999999999994]
[null,null,null,null,null,null,null,"12:00:00",2.8369999999999999E-2,8.4540000000000004E-2,132]
[null,null,null,null,null,null,null,"12:10:00",1.874E-2,5.5840000000000001E-2,87.2]
[null,null,null,null,null,null,null,"12:20:00",1.1990000000000001E-2,3.5740000000000001E-2,55.8]
[null,null,null,null,null,null,null,"12:30:00",9.0299999999999998E-3,2.69E-2,42]
[null,null,null,null,null,null,null,"12:40:00",7.3099999999999997E-3,2.1770000000000001E-2,34]
[null,null,null,null,null,null,null,"12:50:00",6.1700000000000001E-3,1.8380000000000001E-2,28.7]
[null,null,null,null,null,null,null,"13:00:00",5.3499999999999997E-3,1.5949999999999999E-2,24.9]
[null,null,null,null,null,null,null,"13:10:00",4.7499999999999999E-3,1.4149999999999999E-2,22.1]
[null,null,null,null,null,null,null,"13:20:00",4.28E-3,1.274E-2,19.899999999999999]
[null,null,null,null,null,null,null,"13:30:00",3.9100000000000003E-3,1.166E-2,18.2]
[null,null,null,null,null,null,null,"13:40:00",3.5899999999999999E-3,1.069E-2,16.7]
[null,null,null,null,null,null,null,"13:50:00",3.3300000000000001E-3,9.9299999999999996E-3,15.5]
[null,null,null,null,null,null,null,"14:00:00",3.1199999999999999E-3,9.2899999999999996E-3,14.5]
[null,null,null,null,null,null,null,"14:10:00",2.9199999999999999E-3,8.7100000000000007E-3,13.6]
[null,null,null,null,null,null,null,"14:20:00",2.7499999999999998E-3,8.2000000000000007E-3,12.8]
[null,null,null,null,null,null,null,"14:30:00",2.5999999999999999E-3,7.7499999999999999E-3,12.1]
[null,null,null,null,null,null,null,"14:40:00",2.47E-3,7.3600000000000002E-3,11.5]
[null,null,null,null,null,null,null,"14:50:00",2.3600000000000001E-3,7.0400000000000003E-3,11]
[null,null,null,null,null,null,null,"15:00:00",2.2599999999999999E-3,6.7200000000000003E-3,10.5]
[null,null,null,null,null,null,null,"15:10:00",2.15E-3,6.4000000000000003E-3,10]
[null,null,null,null,null,null,null,"15:20:00",2.0600000000000002E-3,6.1500000000000001E-3,9.6]
[null,null,null,null,null,null,null,"15:30:00",2E-3,5.96E-3,9.3000000000000007]
[null,null,null,null,null,null,null,"15:40:00",1.91E-3,5.7000000000000002E-3,8.9]
[null,null,null,null,null,null,null,"15:50:00",1.8500000000000001E-3,5.5100000000000001E-3,8.6]
[null,null,null,null,null,null,null,"16:00:00",1.7799999999999999E-3,5.3200000000000001E-3,8.3000000000000007]
[null,null,null,null,null,null,null,"16:10:00",1.74E-3,5.1900000000000002E-3,8.1]
[null,null,null,null,null,null,null,"16:20:00",1.6800000000000001E-3,5.0000000000000001E-3,7.8]
[null,null,null,null,null,null,null,"16:30:00",1.6299999999999999E-3,4.8700000000000002E-3,7.6]
[null,null,null,null,null,null,null,"16:40:00",1.5900000000000001E-3,4.7400000000000003E-3,7.4]
[null,null,null,null,null,null,null,"16:50:00",1.5499999999999999E-3,4.6100000000000004E-3,7.2]
[null,null,null,null,null,null,null,"17:00:00",1.5E-3,4.4799999999999996E-3,7]
[null,null,null,null,null,null,null,"17:10:00",1.4599999999999999E-3,4.3499999999999997E-3,6.8]
[null,null,null,null,null,null,null,"17:20:00",1.4400000000000001E-3,4.2900000000000004E-3,6.7]
[null,null,null,null,null,null,null,"17:30:00",1.4E-3,4.1599999999999996E-3,6.5]
[null,null,null,null,null,null,null,"17:40:00",1.3500000000000001E-3,4.0299999999999997E-3,6.3]
[null,null,null,null,null,null,null,"17:50:00",1.33E-3,3.9699999999999996E-3,6.2]
[null,null,null,null,null,null,null,"18:00:00",1.31E-3,3.9100000000000003E-3,6.1]
[null,null,null,null,null,null,null,"18:10:00",1.2700000000000001E-3,3.7799999999999999E-3,5.9]
[null,null,null,null,null,null,null,"18:20:00",1.25E-3,3.7100000000000002E-3,5.8]
[null,null,null,null,null,null,null,"18:30:00",1.23E-3,3.65E-3,5.7]
[null,null,null,null,null,null,null,"18:40:00",1.1999999999999999E-3,3.5899999999999999E-3,5.6]
[null,null,null,null,null,null,null,"18:50:00",1.1800000000000001E-3,3.5200000000000001E-3,5.5]
[null,null,null,null,null,null,null,"19:00:00",1.16E-3,3.46E-3,5.4]
[null,null,null,null,null,null,null,"19:10:00",1.14E-3,3.3899999999999998E-3,5.3]
[null,null,null,null,null,null,null,"19:20:00",1.1199999999999999E-3,3.3300000000000001E-3,5.2]
[null,null,null,null,null,null,null,"19:30:00",1.1000000000000001E-3,3.2699999999999999E-3,5.0999999999999996]
[null,null,null,null,null,null,null,"19:40:00",1.07E-3,3.2000000000000002E-3,5]
[null,null,null,null,null,null,null,"19:50:00",1.0499999999999999E-3,3.14E-3,4.9000000000000004]
[null,null,null,null,null,null,null,"20:00:00",1.0300000000000001E-3,3.0699999999999998E-3,4.8]
[null,null,null,null,null,null,null,"20:10:00",1.0300000000000001E-3,3.0699999999999998E-3,4.8]
[null,null,null,null,null,null,null,"20:20:00",1.01E-3,3.0100000000000001E-3,4.7]
[null,null,null,null,null,null,null,"20:30:00",9.8999999999999999E-4,2.9499999999999999E-3,4.5999999999999996]
[null,null,null,null,null,null,null,"20:40:00",9.8999999999999999E-4,2.9499999999999999E-3,4.5999999999999996]
[null,null,null,null,null,null,null,"20:50:00",9.7000000000000005E-4,2.8800000000000002E-3,4.5]
[null,null,null,null,null,null,null,"21:00:00",9.5E-4,2.82E-3,4.4000000000000004]
[null,null,null,null,null,null,null,"21:10:00",9.5E-4,2.82E-3,4.4000000000000004]
[null,null,null,null,null,null,null,"21:20:00",9.2000000000000003E-4,2.7499999999999998E-3,4.3]
[null,null,null,null,null,null,null,"21:30:00",8.9999999999999998E-4,2.6900000000000001E-3,4.2]
[null,null,null,null,null,null,null,"21:40:00",8.9999999999999998E-4,2.6900000000000001E-3,4.2]
[null,null,null,null,null,null,null,"21:50:00",8.8000000000000003E-4,2.63E-3,4.0999999999999996]
[null,null,null,null,null,null,null,"22:00:00",8.8000000000000003E-4,2.63E-3,4.0999999999999996]
[null,null,null,null,null,null,null,"22:10:00",8.5999999999999998E-4,2.5600000000000002E-3,4]
[null,null,null,null,null,null,null,"22:20:00",8.5999999999999998E-4,2.5600000000000002E-3,4]
[null,null,null,null,null,null,null,"22:30:00",8.4000000000000003E-4,2.5000000000000001E-3,3.9]
[null,null,null,null,null,null,null,"22:40:00",8.4000000000000003E-4,2.5000000000000001E-3,3.9]
[null,null,null,null,null,null,null,"22:50:00",8.1999999999999998E-4,2.4299999999999999E-3,3.8]
[null,null,null,null,null,null,null,"23:00:00",8.1999999999999998E-4,2.4299999999999999E-3,3.8]
[null,null,null,null,null,null,null,"23:10:00",8.0000000000000004E-4,2.3700000000000001E-3,3.7]
[null,null,null,null,null,null,null,"23:20:00",8.0000000000000004E-4,2.3700000000000001E-3,3.7]
[null,null,null,null,null,null,null,"23:30:00",8.0000000000000004E-4,2.3700000000000001E-3,3.7]
[null,null,null,null,null,null,null,"23:40:00",7.6999999999999996E-4,2.31E-3,3.6]
[null,null,null,null,null,null,null,"23:50:00",7.6999999999999996E-4,2.31E-3,3.6]
[null,null,null,null,null,null,null,1,7.5000000000000002E-4,2.2399999999999998E-3,3.5]

{"sheet":"浸透施設_比浸透量","index":5,"n_rows":25,"n_cols":24,"rows_kept":25,"cut":false,"hidden":false,"merged":[[1,1,1,7],[3,1,3,7]]}
[]
[0,"比浸透量の算出"]
[]
[{"$f":"IFERROR(_xlfn.NUMBERVALUE(LEFT(B4,1)),0)","v":0},"浸透施設の種類を選択してください"]
[null,null,null,null,null,null,null,null,null,null,null,null,null,null,null,null,null,null,null,null,null,null,null,"浸透施設の種類を選択してください"]
[null,null,null,null,null,null,null,null,null,null,null,null,null,null,null,null,null,null,null,null,null,null,null,"1.透水性舗装（浸透池）"]
[null,null,null,null,null,null,null,null,null,null,null,null,null,null,null,null,null,null,null,null,null,null,null,"2.浸透側溝および浸透トレンチ"]
[null,null,null,null,null,null,null,null,null,null,null,null,null,null,null,null,null,null,null,null,null,null,null,"3.円筒ます（側面および底面）"]
[null,null,null,null,null,null,null,null,null,null,null,null,null,null,null,null,null,null,null,null,null,null,null,"4.円筒ます（底面）"]
[null,null,null,null,null,null,null,null,null,null,null,null,null,null,null,null,null,null,null,null,null,null,null,"5.正方形ますおよび空隙貯留浸透施設（側面および底面）"]
[null,null,null,null,null,null,null,null,null,null,null,null,null,null,null,null,null,null,null,null,null,null,null,"6.正方形ます（底面）"]
[null,null,null,null,null,null,null,null,null,null,null,null,null,null,null,null,null,null,null,null,null,null,null,"7.矩形のますおよび空隙貯留浸透施設（側面および底面）"]
[null,null,null,null,null,null,null,null,null,null,null,null,null,null,null,null,null,null,null,null,null,null,null,"8.大型貯留浸透槽（側面および底面）"]
[null,null,null,null,null,null,null,null,null,null,null,null,null,null,null,null,null,null,null,null,null,null,null,"9.大型貯留浸透槽（底面）"]
[]
[null,null,null,"入力セル","適用範囲"]
[]
[null,null,"H：設計水頭（m）","-"]
[null,null,"W：施設幅(m)","-"]
[null,null,"D：施設直径(m)","-"]
[null,null,"L：施設延長(m)","-"]
[null,null,"係数 a"]
[null,null,"係数 b"]
[null,null,"係数 c"]
[null,null,"K：比浸透量"]

{"sheet":"浸透施設能力","index":6,"n_rows":62,"n_cols":24,"rows_kept":62,"cut":false,"hidden":false,"merged":[[49,1,51,1],[50,2,51,2],[35,1,37,1],[22,2,23,2],[36,2,37,2],[35,2,35,5],[7,1,9,1],[8,2,9,2],[21,1,23,1],[21,2,21,5],[21,6,23,6],[1,1,1,8],[1,14,1,19],[2,2,2,5],[2,8,2,9],[2,15,2,16],[2,19,2,20],[3,2,3,5],[3,15,3,16],[7,2,7,5],[7,6,9,6],[7,7,7,9],[7,14,9,14],[7,16,7,17],[8,3,9,4],[8,5,9,5],[8,16,9,16],[8,17,9,17],[8,15,9,15],[21,16,21,17],[22,3,23,4],[22,5,23,5],[22,16,23,16],[22,17,23,17],[21,7,21,9],[22,15,23,15],[21,14,23,14],[35,16,37,16],[36,3,37,4],[36,5,37,5],[49,2,49,5],[49,6,51,6],[49,7,49,9],[49,15,51,15],[49,16,51,16],[50,3,51,4],[50,5,51,5],[35,7,35,9],[49,14,51,14],[35,14,37,14],[35,15,37,15],[35,6,37,6]]}
[]
[null,"浸透施設能力算定結果",null,null,null,null,null,null,null,null,null,null,null,null,"空隙貯留量算定結果"]
[null,"浸透マス","浸透トレンチ",null,null,null,"透水性舗装","その他","浸透施設能力算定結果",null,null,null,null,null,"浸透マス","浸透トレンチ",null,"透水性舗装","その他","空隙貯留量算定結果"]
[null,{"$f":"SUM(K11:L20)","v":0},{"$f":"SUM(L25:L34)","v":0},null,null,null,{"$f":"SUM(L39:L48)","v":0},{"$f":"SUM(L53:L62)","v":0},{"$f":"B4+C4+G4+H4","v":0},"ｍ3/ｈｒ",null,null,null,null,{"$f":"SUM(M11:M20)","v":0},{"$f":"SUM(M25:M34)","v":0},null,{"$f":"SUM(M39:M48)/100","v":0},{"$f":"SUM(M53:M62)/100","v":0},{"$f":"O4+P4+R4+S4","v":0},"ｍ3"]
[null,null,null,null,null,null,null,null,{"$f":"I4/3600","v":0},"ｍ3/s"]
[null,null,null,null,null,null,null,"（開発エリア全体に対する全浸透施設の浸透強度:",{"$f":"I5/流出係数算出!G8*3600/10","v":0},"mm/hr)"]
[null,"条件設定",null,null,null,null,null,null,null,null,null,null,null,null,"条件設定"]
[null,"【浸透マス】","単位設計浸透能（ｍ3/ｈｒ/個）",null,null,null,"設置数量\n（個）","影響係数",null,null,null,null,null,null,"【浸透マス】\n1個あたり","ます部","砕石部"]
[null,null,"比浸透量（㎡）","飽和透水係数",null,"飽和透水係数\n（m/hr）",null,"（1）","（2）","（3）",null,null,null,null,null,"体積\n（ｍ3）","体積\n（ｍ3）","空隙率\n（％）"]
[null,null,null,null,null,null,null,"内容（１）","内容（２）","内容（３）",null,null,null,null,null,null,null,null,null,null,null,null,null,"単位リスト"]
[null,1,null,null,"単位",{"$f":"IF(E11=$X$11,0,IF(E11=$X$14,D11,IF(E11=$X$13,D11*3600,D11*3600/100)))","v":0},null,0.9,0.9,1,null,{"$f":"$C11*$F11*$G11*$H11*$I11*$J11","v":0},{"$f":"($P11+$Q11*$R11/100)*$G11","v":0},null,1]
[null,2,null,null,"単位",{"$f":"IF(E12=$X$11,0,IF(E12=$X$14,D12,IF(E12=$X$13,D12*3600,D12*3600/100)))","v":0},null,0.9,0.9,1,null,{"$f":"$C12*$F12*$G12*$H12*$I12*$J12","v":0},{"$f":"($P12+$Q12*$R12/100)*$G12","v":0},null,2,null,null,null,null,null,null,null,null,"cm/s"]
[null,3,null,null,"単位",{"$f":"IF(E13=$X$11,0,IF(E13=$X$14,D13,IF(E13=$X$13,D13*3600,D13*3600/100)))","v":0},null,0.9,0.9,1,null,{"$f":"$C13*$F13*$G13*$H13*$I13*$J13","v":0},{"$f":"($P13+$Q13*$R13/100)*$G13","v":0},null,3,null,null,null,null,null,null,null,null,"m/s"]
[null,4,null,null,"単位",0,null,0.9,0.9,1,null,0,{"$f":"($P14+$Q14*$R14/100)*$G14","v":0},null,4,null,null,null,null,null,null,null,null,"m/hr"]
[null,5,null,null,"単位",0,null,0.9,0.9,1,null,0,{"$f":"($P15+$Q15*$R15/100)*$G15","v":0},null,5]
[null,6,null,null,"単位",0,null,0.9,0.9,1,null,0,0,null,6]
[null,7,null,null,"単位",0,null,0.9,0.9,1,null,0,0,null,7]
[null,8,null,null,"単位",0,null,0.9,0.9,1,null,0,0,null,8]
[null,9,null,null,"単位",0,null,0.9,0.9,1,null,0,0,null,9]
[null,10,null,null,"単位",0,null,0.9,0.9,1,null,0,0,null,10]
[]
[null,"【浸透トレンチ】","単位設計浸透能（ｍ3/ｈｒ/m）",null,null,null,"設置数量\n（ｍ）","影響係数",null,null,null,null,null,null,"【浸透トレンチ】\n1mあたり","浸透管部","砕石部"]
[null,null,"比浸透量（㎡）","飽和透水係数",null,"飽和透水係数\n（m/hr）",null,"（1）","（2）","（3）",null,null,null,null,null,"体積\n（ｍ3）","体積\n（ｍ3）","空隙率\n（％）"]
[null,null,null,null,null,null,null,"内容（１）","内容（２）","内容（３）"]
[null,1,null,null,"単位",{"$f":"IF(E25=$X$11,0,IF(E25=$X$14,D25,IF(E25=$X$13,D25*3600,D25*3600/100)))","v":0},null,0.9,0.9,1,null,{"$f":"$C25*$F25*$G25*$H25*$I25*$J25","v":0},{"$f":"($P25+$Q25*$R25/100)*$G25","v":0},null,1]
[null,2,null,null,"単位",{"$f":"IF(E26=$X$11,0,IF(E26=$X$14,D26,IF(E26=$X$13,D26*3600,D26*3600/100)))","v":0},null,0.9,0.9,1,null,{"$f":"$C26*$F26*$G26*$H26*$I26*$J26","v":0},{"$f":"($P26+$Q26*$R26/100)*$G26","v":0},null,2]
[null,3,null,null,"単位",{"$f":"IF(E27=$X$11,0,IF(E27=$X$14,D27,IF(E27=$X$13,D27*3600,D27*3600/100)))","v":0},null,0.9,0.9,1,null,0,0,null,3]
[null,4,null,null,"単位",0,null,0.9,0.9,1,null,0,0,null,4]
[null,5,null,null,"単位",0,null,0.9,0.9,1,null,0,0,null,5]
[null,6,null,null,"単位",0,null,0.9,0.9,1,null,0,0,null,6]
[null,7,null,null,"単位",0,null,0.9,0.9,1,null,0,0,null,7]
[null,8,null,null,"単位",0,null,0.9,0.9,1,null,0,0,null,8]
[null,9,null,null,"単位",0,null,0.9,0.9,1,null,0,0,null,9]
[null,10,null,null,"単位",0,null,0.9,0.9,1,null,0,0,null,10]
[]
[null,"【透水性舗装】","単位設計浸透能（ｍ3/ｈｒ/㎡）",null,null,null,"設置数量\n（㎡）","影響係数",null,null,null,null,null,null,"【透水性舗装】\n1m2あたり","体積\n（ｍ3）","空隙率\n（％）"]
[null,null,"比浸透量（㎡）","飽和透水係数",null,"飽和透水係数\n（m/hr）",null,"（1）","（2）","（3）"]
[null,null,null,null,null,null,null,"内容（１）","内容（２）","内容（３）"]
[null,1,null,null,"単位",{"$f":"IF(E39=$X$11,0,IF(E39=$X$14,D39,IF(E39=$X$13,D39*3600,D39*3600/100)))","v":0},null,0.9,0.9,1,null,{"$f":"$C39*$F39*$G39*$H39*$I39*$J39","v":0},{"$f":"$G39*($P39*Q39)","v":0},null,1]
[null,2,null,null,"単位",{"$f":"IF(E40=$X$11,0,IF(E40=$X$14,D40,IF(E40=$X$13,D40*3600,D40*3600/100)))","v":0},null,0.9,0.9,1,null,{"$f":"$C40*$F40*$G40*$H40*$I40*$J40","v":0},0,null,2]
[null,3,null,null,"単位",{"$f":"IF(E41=$X$11,0,IF(E41=$X$14,D41,IF(E41=$X$13,D41*3600,D41*3600/100)))","v":0},null,0.9,0.9,1,null,0,0,null,3]
[null,4,null,null,"単位",0,null,0.9,0.9,1,null,0,0,null,4]
[null,5,null,null,"単位",0,null,0.9,0.9,1,null,0,0,null,5]
[null,6,null,null,"単位",0,null,0.9,0.9,1,null,0,0,null,6]
[null,7,null,null,"単位",0,null,0.9,0.9,1,null,0,0,null,7]
[null,8,null,null,"単位",0,null,0.9,0.9,1,null,0,0,null,8]
[null,9,null,null,"単位",0,null,0.9,0.9,1,null,0,0,null,9]
[null,10,null,null,"単位",0,null,0.9,0.9,1,null,0,0,null,10]
[]
[null,"【その他】","単位設計浸透能（ｍ3/ｈｒ/単位）",null,null,null,"設置数量\n（単位）","影響係数",null,null,null,null,null,null,"【その他】\n1単位あたり","体積\n（ｍ3）","空隙率\n（％）"]
[null,null,"比浸透量（㎡）","飽和透水係数",null,"飽和透水係数\n（m/hr）",null,"（1）","（2）","（3）"]
[null,null,null,null,null,null,null,"内容（１）","内容（２）","内容（３）"]
[null,1,null,null,"単位",{"$f":"IF(E53=$X$11,0,IF(E53=$X$14,D53,IF(E53=$X$13,D53*3600,D53*3600/100)))","v":0},null,0.9,0.9,1,null,{"$f":"$C53*$F53*$G53*$H53*$I53*$J53","v":0},{"$f":"$G53*($P53*Q53)","v":0},null,1]
[null,2,null,null,"単位",{"$f":"IF(E54=$X$11,0,IF(E54=$X$14,D54,IF(E54=$X$13,D54*3600,D54*3600/100)))","v":0},null,0.9,0.9,1,null,{"$f":"$C54*$F54*$G54*$H54*$I54*$J54","v":0},0,null,2]
[null,3,null,null,"単位",{"$f":"IF(E55=$X$11,0,IF(E55=$X$14,D55,IF(E55=$X$13,D55*3600,D55*3600/100)))","v":0},null,0.9,0.9,1,null,0,0,null,3]
[null,4,null,null,"単位",0,null,0.9,0.9,1,null,0,0,null,4]
[null,5,null,null,"単位",0,null,0.9,0.9,1,null,0,0,null,5]
[null,6,null,null,"単位",0,null,0.9,0.9,1,null,0,0,null,6]
[null,7,null,null,"単位",0,null,0.9,0.9,1,null,0,0,null,7]
[null,8,null,null,"単位",0,null,0.9,0.9,1,null,0,0,null,8]
[null,9,null,null,"単位",0,null,0.9,0.9,1,null,0,0,null,9]
[null,10,null,null,"単位",0,null,0.9,0.9,1,null,0,0,null,10]

{"sheet":"02流出計算（QT-Sグラフ）","index":7,"n_rows":149,"n_cols":10,"rows_kept":149,"cut":false,"hidden":false,"merged":[[7,2,8,5],[12,2,14,5],[1,1,1,5],[1,7,1,23]]}
[]
[null,"流 出 計 算 条 件",null,null,null,null,null,"流 出 計 算 結 果"]
[]
[null,null,null,null,null,null,null,"時刻","浸透考慮前","浸透考慮後"]
[null,1,"浸透施設なし",null,null,null,null,"00:00:00",0,0]
[null,null,null,null,null,null,null,"00:10:00",2.31E-3,2.31E-3]
[null,null,"浸透施設あり",null,null,null,null,"00:20:00",2.31E-3,2.31E-3]
[null,null,"※「浸透施設能力」シートに浸透施設諸元を入力してください。",null,null,null,null,"00:30:00",2.31E-3,2.31E-3]
[null,null,null,null,null,null,null,"00:40:00",2.3700000000000001E-3,2.3700000000000001E-3]
[null,null,null,null,null,null,null,"00:50:00",2.3700000000000001E-3,2.3700000000000001E-3]
[null,null,"浸透施設あり",null,null,null,null,"01:00:00",2.4299999999999999E-3,2.4299999999999999E-3]
[null,null,"（貯留浸透モデル_道路管理者用）",null,null,null,null,"01:10:00",2.4299999999999999E-3,2.4299999999999999E-3]
[null,null,"※「浸透施設能力（貯留浸透モデル_道路管理者用）」シートに浸透施設諸元を入力してください。",null,null,null,null,"01:20:00",2.5000000000000001E-3,2.5000000000000001E-3]
[null,null,null,null,null,null,null,"01:30:00",2.5000000000000001E-3,2.5000000000000001E-3]
[null,null,null,null,null,null,null,"01:40:00",2.5000000000000001E-3,2.5000000000000001E-3]
[null,null,null,null,null,null,null,"01:50:00",2.5600000000000002E-3,2.5600000000000002E-3]
[null,null,null,null,null,null,null,"02:00:00",2.5600000000000002E-3,2.5600000000000002E-3]
[null,null,null,null,null,null,null,"02:10:00",2.63E-3,2.63E-3]
[null,null,null,null,null,null,null,"02:20:00",2.6900000000000001E-3,2.6900000000000001E-3]
[null,null,null,null,null,null,null,"02:30:00",2.6900000000000001E-3,2.6900000000000001E-3]
[null,null,null,null,null,null,null,"02:40:00",2.7499999999999998E-3,2.7499999999999998E-3]
[null,null,null,null,null,null,null,"02:50:00",2.7499999999999998E-3,2.7499999999999998E-3]
[null,null,null,null,null,null,null,"03:00:00",2.82E-3,2.82E-3]
[null,null,null,null,null,null,null,"03:10:00",2.8800000000000002E-3,2.8800000000000002E-3]
[null,null,null,null,null,null,null,"03:20:00",2.8800000000000002E-3,2.8800000000000002E-3]
[null,null,null,null,null,null,null,"03:30:00",2.9499999999999999E-3,2.9499999999999999E-3]
[null,null,null,null,null,null,null,"03:40:00",3.0100000000000001E-3,3.0100000000000001E-3]
[null,null,null,null,null,null,null,"03:50:00",3.0100000000000001E-3,3.0100000000000001E-3]
[null,null,null,null,null,null,null,"04:00:00",3.0699999999999998E-3,3.0699999999999998E-3]
[null,null,null,null,null,null,null,"04:10:00",3.14E-3,3.14E-3]
[null,null,null,null,null,null,null,"04:20:00",3.2000000000000002E-3,3.2000000000000002E-3]
[null,null,null,null,null,null,null,"04:30:00",3.2699999999999999E-3,3.2699999999999999E-3]
[null,null,null,null,null,null,null,"04:40:00",3.2699999999999999E-3,3.2699999999999999E-3]
[null,null,null,null,null,null,null,"04:50:00",3.3300000000000001E-3,3.3300000000000001E-3]
[null,null,null,null,null,null,null,"05:00:00",3.3899999999999998E-3,3.3899999999999998E-3]
[null,null,null,null,null,null,null,"05:10:00",3.46E-3,3.46E-3]
[null,null,null,null,null,null,null,"05:20:00",3.5200000000000001E-3,3.5200000000000001E-3]
[null,null,null,null,null,null,null,"05:30:00",3.5899999999999999E-3,3.5899999999999999E-3]
[null,null,null,null,null,null,null,"05:40:00",3.7100000000000002E-3,3.7100000000000002E-3]
[null,null,null,null,null,null,null,"05:50:00",3.7799999999999999E-3,3.7799999999999999E-3]
[null,null,null,null,null,null,null,"06:00:00",3.8400000000000001E-3,3.8400000000000001E-3]
[null,null,null,null,null,null,null,"06:10:00",3.9100000000000003E-3,3.9100000000000003E-3]
[null,null,null,null,null,null,null,"06:20:00",4.0299999999999997E-3,4.0299999999999997E-3]
[null,null,null,null,null,null,null,"06:30:00",4.1000000000000003E-3,4.1000000000000003E-3]
[null,null,null,null,null,null,null,"06:40:00",4.2300000000000003E-3,4.2300000000000003E-3]
[null,null,null,null,null,null,null,"06:50:00",4.2900000000000004E-3,4.2900000000000004E-3]
[null,null,null,null,null,null,null,"07:00:00",4.4200000000000003E-3,4.4200000000000003E-3]
[null,null,null,null,null,null,null,"07:10:00",4.5500000000000002E-3,4.5500000000000002E-3]
[null,null,null,null,null,null,null,"07:20:00",4.6800000000000001E-3,4.6800000000000001E-3]
[null,null,null,null,null,null,null,"07:30:00",4.7999999999999996E-3,4.7999999999999996E-3]
[null,null,null,null,null,null,null,"07:40:00",4.9300000000000004E-3,4.9300000000000004E-3]
[null,null,null,null,null,null,null,"07:50:00",5.1200000000000004E-3,5.1200000000000004E-3]
[null,null,null,null,null,null,null,"08:00:00",5.2500000000000003E-3,5.2500000000000003E-3]
[null,null,null,null,null,null,null,"08:10:00",5.4400000000000004E-3,5.4400000000000004E-3]
[null,null,null,null,null,null,null,"08:20:00",5.64E-3,5.64E-3]
[null,null,null,null,null,null,null,"08:30:00",5.8300000000000001E-3,5.8300000000000001E-3]
[null,null,null,null,null,null,null,"08:40:00",6.0800000000000003E-3,6.0800000000000003E-3]
[null,null,null,null,null,null,null,"08:50:00",6.28E-3,6.28E-3]
[null,null,null,null,null,null,null,"09:00:00",6.6E-3,6.6E-3]
[null,null,null,null,null,null,null,"09:10:00",6.8500000000000002E-3,6.8500000000000002E-3]
[null,null,null,null,null,null,null,"09:20:00",7.1700000000000002E-3,7.1700000000000002E-3]
[null,null,null,null,null,null,null,"09:30:00",7.5599999999999999E-3,7.5599999999999999E-3]
[null,null,null,null,null,null,null,"09:40:00",8.0099999999999998E-3,8.0099999999999998E-3]
[null,null,null,null,null,null,null,"09:50:00",8.4499999999999992E-3,8.4499999999999992E-3]
[null,null,null,null,null,null,null,"10:00:00",8.9700000000000005E-3,8.9700000000000005E-3]
[null,null,null,null,null,null,null,"10:10:00",9.6100000000000005E-3,9.6100000000000005E-3]
[null,null,null,null,null,null,null,"10:20:00",1.031E-2,1.031E-2]
[null,null,null,null,null,null,null,"10:30:00",1.1140000000000001E-2,1.1140000000000001E-2]
[null,null,null,null,null,null,null,"10:40:00",1.217E-2,1.217E-2]
[null,null,null,null,null,null,null,"10:50:00",1.345E-2,1.345E-2]
[null,null,null,null,null,null,null,"11:00:00",1.499E-2,1.499E-2]
[null,null,null,null,null,null,null,"11:10:00",1.7100000000000001E-2,1.7100000000000001E-2]
[null,null,null,null,null,null,null,"11:20:00",1.992E-2,1.992E-2]
[null,null,null,null,null,null,null,"11:30:00",2.402E-2,2.402E-2]
[null,null,null,null,null,null,null,"11:40:00",3.0609999999999998E-2,3.0609999999999998E-2]
[null,null,null,null,null,null,null,"11:50:00",4.3290000000000002E-2,4.3290000000000002E-2]
[null,null,null,null,null,null,null,"12:00:00",8.4540000000000004E-2,8.4540000000000004E-2]
[null,null,null,null,null,null,null,"12:10:00",5.5840000000000001E-2,5.5840000000000001E-2]
[null,null,null,null,null,null,null,"12:20:00",3.5740000000000001E-2,3.5740000000000001E-2]
[null,null,null,null,null,null,null,"12:30:00",2.69E-2,2.69E-2]
[null,null,null,null,null,null,null,"12:40:00",2.1770000000000001E-2,2.1770000000000001E-2]
[null,null,null,null,null,null,null,"12:50:00",1.8380000000000001E-2,1.8380000000000001E-2]
[null,null,null,null,null,null,null,"13:00:00",1.5949999999999999E-2,1.5949999999999999E-2]
[null,null,null,null,null,null,null,"13:10:00",1.4149999999999999E-2,1.4149999999999999E-2]
[null,null,null,null,null,null,null,"13:20:00",1.274E-2,1.274E-2]
[null,null,null,null,null,null,null,"13:30:00",1.166E-2,1.166E-2]
[null,null,null,null,null,null,null,"13:40:00",1.069E-2,1.069E-2]
[null,null,null,null,null,null,null,"13:50:00",9.9299999999999996E-3,9.9299999999999996E-3]
[null,null,null,null,null,null,null,"14:00:00",9.2899999999999996E-3,9.2899999999999996E-3]
[null,null,null,null,null,null,null,"14:10:00",8.7100000000000007E-3,8.7100000000000007E-3]
[null,null,null,null,null,null,null,"14:20:00",8.2000000000000007E-3,8.2000000000000007E-3]
[null,null,null,null,null,null,null,"14:30:00",7.7499999999999999E-3,7.7499999999999999E-3]
[null,null,null,null,null,null,null,"14:40:00",7.3600000000000002E-3,7.3600000000000002E-3]
[null,null,null,null,null,null,null,"14:50:00",7.0400000000000003E-3,7.0400000000000003E-3]
[null,null,null,null,null,null,null,"15:00:00",6.7200000000000003E-3,6.7200000000000003E-3]
[null,null,null,null,null,null,null,"15:10:00",6.4000000000000003E-3,6.4000000000000003E-3]
[null,null,null,null,null,null,null,"15:20:00",6.1500000000000001E-3,6.1500000000000001E-3]
[null,null,null,null,null,null,null,"15:30:00",5.96E-3,5.96E-3]
[null,null,null,null,null,null,null,"15:40:00",5.7000000000000002E-3,5.7000000000000002E-3]
[null,null,null,null,null,null,null,"15:50:00",5.5100000000000001E-3,5.5100000000000001E-3]
[null,null,null,null,null,null,null,"16:00:00",5.3200000000000001E-3,5.3200000000000001E-3]
[null,null,null,null,null,null,null,"16:10:00",5.1900000000000002E-3,5.1900000000000002E-3]
[null,null,null,null,null,null,null,"16:20:00",5.0000000000000001E-3,5.0000000000000001E-3]
[null,null,null,null,null,null,null,"16:30:00",4.8700000000000002E-3,4.8700000000000002E-3]
[null,null,null,null,null,null,null,"16:40:00",4.7400000000000003E-3,4.7400000000000003E-3]
[null,null,null,null,null,null,null,"16:50:00",4.6100000000000004E-3,4.6100000000000004E-3]
[null,null,null,null,null,null,null,"17:00:00",4.4799999999999996E-3,4.4799999999999996E-3]
[null,null,null,null,null,null,null,"17:10:00",4.3499999999999997E-3,4.3499999999999997E-3]
[null,null,null,null,null,null,null,"17:20:00",4.2900000000000004E-3,4.2900000000000004E-3]
[null,null,null,null,null,null,null,"17:30:00",4.1599999999999996E-3,4.1599999999999996E-3]
[null,null,null,null,null,null,null,"17:40:00",4.0299999999999997E-3,4.0299999999999997E-3]
[null,null,null,null,null,null,null,"17:50:00",3.9699999999999996E-3,3.9699999999999996E-3]
[null,null,null,null,null,null,null,"18:00:00",3.9100000000000003E-3,3.9100000000000003E-3]
[null,null,null,null,null,null,null,"18:10:00",3.7799999999999999E-3,3.7799999999999999E-3]
[null,null,null,null,null,null,null,"18:20:00",3.7100000000000002E-3,3.7100000000000002E-3]
[null,null,null,null,null,null,null,"18:30:00",3.65E-3,3.65E-3]
[null,null,null,null,null,null,null,"18:40:00",3.5899999999999999E-3,3.5899999999999999E-3]
[null,null,null,null,null,null,null,"18:50:00",3.5200000000000001E-3,3.5200000000000001E-3]
[null,null,null,null,null,null,null,"19:00:00",3.46E-3,3.46E-3]
[null,null,null,null,null,null,null,"19:10:00",3.3899999999999998E-3,3.3899999999999998E-3]
[null,null,null,null,null,null,null,"19:20:00",3.3300000000000001E-3,3.3300000000000001E-3]
[null,null,null,null,null,null,null,"19:30:00",3.2699999999999999E-3,3.2699999999999999E-3]
[null,null,null,null,null,null,null,"19:40:00",3.2000000000000002E-3,3.2000000000000002E-3]
[null,null,null,null,null,null,null,"19:50:00",3.14E-3,3.14E-3]
[null,null,null,null,null,null,null,"20:00:00",3.0699999999999998E-3,3.0699999999999998E-3]
[null,null,null,null,null,null,null,"20:10:00",3.0699999999999998E-3,3.0699999999999998E-3]
[null,null,null,null,null,null,null,"20:20:00",3.0100000000000001E-3,3.0100000000000001E-3]
[null,null,null,null,null,null,null,"20:30:00",2.9499999999999999E-3,2.9499999999999999E-3]
[null,null,null,null,null,null,null,"20:40:00",2.9499999999999999E-3,2.9499999999999999E-3]
[null,null,null,null,null,null,null,"20:50:00",2.8800000000000002E-3,2.8800000000000002E-3]
[null,null,null,null,null,null,null,"21:00:00",2.82E-3,2.82E-3]
[null,null,null,null,null,null,null,"21:10:00",2.82E-3,2.82E-3]
[null,null,null,null,null,null,null,"21:20:00",2.7499999999999998E-3,2.7499999999999998E-3]
[null,null,null,null,null,null,null,"21:30:00",2.6900000000000001E-3,2.6900000000000001E-3]
[null,null,null,null,null,null,null,"21:40:00",2.6900000000000001E-3,2.6900000000000001E-3]
[null,null,null,null,null,null,null,"21:50:00",2.63E-3,2.63E-3]
[null,null,null,null,null,null,null,"22:00:00",2.63E-3,2.63E-3]
[null,null,null,null,null,null,null,"22:10:00",2.5600000000000002E-3,2.5600000000000002E-3]
[null,null,null,null,null,null,null,"22:20:00",2.5600000000000002E-3,2.5600000000000002E-3]
[null,null,null,null,null,null,null,"22:30:00",2.5000000000000001E-3,2.5000000000000001E-3]
[null,null,null,null,null,null,null,"22:40:00",2.5000000000000001E-3,2.5000000000000001E-3]
[null,null,null,null,null,null,null,"22:50:00",2.4299999999999999E-3,2.4299999999999999E-3]
[null,null,null,null,null,null,null,"23:00:00",2.4299999999999999E-3,2.4299999999999999E-3]
[null,null,null,null,null,null,null,"23:10:00",2.3700000000000001E-3,2.3700000000000001E-3]
[null,null,null,null,null,null,null,"23:20:00",2.3700000000000001E-3,2.3700000000000001E-3]
[null,null,null,null,null,null,null,"23:30:00",2.3700000000000001E-3,2.3700000000000001E-3]
[null,null,null,null,null,null,null,"23:40:00",2.31E-3,2.31E-3]
[null,null,null,null,null,null,null,"23:50:00",2.31E-3,2.31E-3]
[null,null,null,null,null,null,null,1,2.2399999999999998E-3,2.2399999999999998E-3]

{"sheet":"03-①調整池容量の概算","index":8,"n_rows":14,"n_cols":12,"rows_kept":14,"cut":false,"hidden":false,"merged":[[13,3,13,5],[8,8,8,11],[2,1,2,5],[4,4,5,4],[4,5,5,5],[8,4,9,4],[8,5,9,5]]}
["※①自然調節方式により調整地容量を概算する場合に入力してください"]
[]
[null,"入　力　条　件"]
[]
[null,null,"行為後ピーク流入量",null,{"$f":"MAX('02流出計算（QT-Sグラフ）'!$J$5:$J$149)","v":8.4540000000000004E-2},"m3/s"]
[null,null,"（浸透考慮後）"]
[]
[null,"調整池諸元"]
[null,null,"許容放流量",null,{"$f":"MAX('01流出計算（Q-Tグラフ）'!$I$5:$I$149)","v":2.8369999999999999E-2},"m3/s",null,null,"概　算　結　果"]
[null,null,"（行為前ピーク流入量）"]
[null,null,null,null,null,null,null,null,null,"必要容量",469.99999999999994,"m3/ha"]
[null,null,"調整池高",null,1,"m"]
[]
[null,"浸透施設条件",null,{"$f":"IF('02流出計算（QT-Sグラフ）'!$B$5=1,\"浸透施設なし\",IF('02流出計算（QT-Sグラフ）'!$B$5=2,\"浸透施設あり\",\"浸透施設あり（貯留浸透モデル_道路管理者用）\"))","v":"浸透施設なし"},null,null,{"$f":"'02流出計算（QT-Sグラフ）'!$B$5","v":1},null,null,"オリフィス径（円管、直径）",0.11700000000000001,"m"]

{"sheet":"04-①調節計算（自然調節方式）","index":9,"n_rows":151,"n_cols":27,"rows_kept":151,"cut":false,"hidden":false,"merged":[[24,15,25,16],[28,15,29,18],[1,1,1,13],[15,15,15,16],[23,15,23,16],[19,15,19,16],[16,15,16,16],[17,15,17,16],[20,15,20,16],[21,15,21,16],[13,15,13,16],[10,15,11,18],[3,20,3,25],[3,1,3,8],[5,12,6,12],[5,13,6,13],[8,12,9,12],[8,13,9,13],[3,10,3,13]]}
[]
[null,"入　力　条　件"]
[]
[null,"設 定 調 整 池 諸 元",null,null,null,null,null,null,null,null,"行 為 後 流 入 量",null,null,null,null,null,null,null,null,null,"計　算　結　果　（時　系　列）"]
[]
[null,"水深-容量",null,null,null,null,"放流口形状",null,null,null,"行為後ピーク流入量",null,{"$f":"MAX('02流出計算（QT-Sグラフ）'!$J$5:$J$149)","v":8.4540000000000004E-2},"m3/s",null,null,null,null,null,null,"時刻","行為後流入量","浸透考慮後流入量","許容放流量","調節後放流量","調整池水位"]
[null,"No","水深H（m）","容量V（m3）",null,null,"（口径）",null,null,null,"（浸透考慮後）",null,null,null,null,null,null,null,null,null,"00:00:00",0,0,2.8369999999999999E-2,0,0,0]
[null,1,0,0,null,1,null,null,null,null,null,null,null,null,null,null,null,null,null,null,"00:10:00",2.31E-3,2.31E-3,2.8369999999999999E-2,7.3467862889660136E-5,5.3676771290648156E-3,0.67095964113310191]
[null,2,1,125,null,null,"直径",0.11700000000000001,"m",null,"許容放流量",null,{"$f":"MAX('01流出計算（Q-Tグラフ）'!$I$5:$I$149)","v":2.8369999999999999E-2},"m3/s",null,null,null,null,null,null,"00:20:00",2.31E-3,2.31E-3,2.8369999999999999E-2,3.5601984744751468E-4,1.5424906624255596E-2,1.9281133280319493]
[null,3,null,null,null,null,null,null,null,null,"（行為前ピーク流入量）",null,null,null,null,null,null,null,null,null,"00:30:00",2.31E-3,2.31E-3,2.8369999999999999E-2,6.907207440208055E-4,2.4000729204731626E-2,3.0000911505914534]
[null,4,null,null,null,null,null,null,null,null,null,null,null,null,null,"計　算　結　果",null,null,null,null,"00:40:00",2.3700000000000001E-3,2.3700000000000001E-3,2.8369999999999999E-2,1.0250113225128241E-3,3.1114972245050915E-2,3.8893715306313643]
[null,5,null,null,null,null,"高さ",null,"m",null,null,null,null,null,null,null,null,null,null,null,"00:50:00",2.3700000000000001E-3,2.3700000000000001E-3,2.8369999999999999E-2,1.3210790532084949E-3,3.6860355343319752E-2,4.6075444179149692]
[null,6,null,null,null,null,"幅",null,"m",null,null,null,null,null,null,null,null,null,null,null,"01:00:00",2.4299999999999999E-3,2.4299999999999999E-3,2.8369999999999999E-2,1.5781081679338486E-3,4.1422306012578132E-2,5.1777882515722666]
[null,7,null,null,null,null,null,null,null,null,null,null,null,null,null,"総合評価",null,"O.K",null,null,"01:10:00",2.4299999999999999E-3,2.4299999999999999E-3,2.8369999999999999E-2,1.7842591859447371E-3,4.5016624363269531E-2,5.6270780454086911]
[null,8,null,null,null,null,"（管底位置）",null,null,null,null,null,null,null,null,null,null,null,null,null,"01:20:00",2.5000000000000001E-3,2.5000000000000001E-3,2.8369999999999999E-2,1.9536532880133164E-3,4.7877634425770206E-2,5.9847043032212754]
[null,9,null,null,null,null,"池底高から",null,"m",null,null,null,null,null,null,"放流量評価",null,"O.K",null,null,"01:30:00",2.5000000000000001E-3,2.5000000000000001E-3,2.8369999999999999E-2,2.0973993298218298E-3,5.0155108142965851E-2,6.2693885178707314]
[null,10,null,null,null,null,null,null,null,null,null,null,null,null,null,"許容放流量",null,{"$f":"M9","v":2.8369999999999999E-2},"m3/s",null,"01:40:00",2.5000000000000001E-3,2.5000000000000001E-3,2.8369999999999999E-2,2.2054732120923375E-3,5.1828214042371847E-2,6.4785267552964809]
[null,11,null,null,null,null,null,null,null,null,null,null,null,null,null,"最大放流量",null,2.7523463905591995E-2,"m3/s",null,"01:50:00",2.5600000000000002E-3,2.5600000000000002E-3,2.8369999999999999E-2,2.2837695468566651E-3,5.3198031420894236E-2,6.6497539276117799]
[null,12,null,null,null,null,null,null,null,null,null,null,null,null,null,null,null,null,null,null,"02:00:00",2.5600000000000002E-3,2.5600000000000002E-3,2.8369999999999999E-2,2.3629710916844757E-3,5.4333853888395504E-2,6.7917317360494378]
[null,13,null,null,null,null,null,null,null,null,null,null,null,null,null,"池容量評価",null,"O.K",null,null,"02:10:00",2.63E-3,2.63E-3,2.8369999999999999E-2,2.4269771926799404E-3,5.5293978005920903E-2,6.9117472507401132]
[null,14,null,null,null,null,null,null,null,null,null,null,null,null,null,"池内最大ボリューム",null,123.41241551069892,"m3",null,"02:20:00",2.6900000000000001E-3,2.6900000000000001E-3,2.8369999999999999E-2,2.4915509938065474E-3,5.6257510358353337E-2,7.032188794794167]
[null,15,null,null,null,null,null,null,null,null,null,null,null,null,null,"池内最大水深",null,0.9872993240855914,"m",null,"02:30:00",2.6900000000000001E-3,2.6900000000000001E-3,2.8369999999999999E-2,2.5403509166496531E-3,5.7092945773258456E-2,7.1366182216573071]
[null,16,null,null,null,null,null,null,null,null,null,null,null,null,null,null,null,null,null,null,"02:40:00",2.7499999999999998E-3,2.7499999999999998E-3,2.8369999999999999E-2,2.5894653449580218E-3,5.7837386745400038E-2,7.2296733431750049]
[null,17,null,null,null,null,null,null,null,null,null,null,null,null,null,"上乗せ分評価",null,"30m3増分 N.G",null,null,"02:50:00",2.7499999999999998E-3,2.7499999999999998E-3,2.8369999999999999E-2,2.6388922775348331E-3,5.8489328451417189E-2,7.3111660564271483]
[null,18,null,null,null,null,null,null,null,null,null,null,null,null,null,"上乗せ分の貯留量\nおよび貯留率",null,1.5875844893010793,"m3",null,"03:00:00",2.82E-3,2.82E-3,2.8369999999999999E-2,2.6803186888970619E-3,5.9091222131980634E-2,7.3864027664975795]
[null,19,null,null,null,null,null,null,null,null,null,null,null,null,null,null,null,1.2700675914408635,"%",null,"03:10:00",2.8800000000000002E-3,2.8800000000000002E-3,2.8369999999999999E-2,2.730313472789844E-3,5.978570494393206E-2,7.4732131179915076]
[null,20,null,null,null,null,null,null,null,null,null,null,null,null,null,null,null,null,null,null,"03:20:00",2.8800000000000002E-3,2.8800000000000002E-3,2.8369999999999999E-2,2.7722104129616777E-3,6.0403647618128407E-2,7.5504559522660513]
[null,21,null,null,null,null,null,null,null,null,null,null,null,null,null,null,null,null,null,null,"03:30:00",2.9499999999999999E-3,2.9499999999999999E-3,2.8369999999999999E-2,2.8058807562118949E-3,6.1008228812111841E-2,7.6260286015139798]
[null,22,null,null,null,null,null,null,null,null,null,null,null,null,null,"許 可 申 請 図 書 の 作 成",null,null,null,null,"03:40:00",3.0100000000000001E-3,3.0100000000000001E-3,2.8369999999999999E-2,2.85663964591914E-3,6.1722179846997356E-2,7.7152724808746695]
[null,23,null,null,null,null,null,null,null,null,null,null,null,null,null,null,null,null,null,null,"03:50:00",3.0100000000000001E-3,3.0100000000000001E-3,2.8369999999999999E-2,2.9077009763712274E-3,6.2335762353500475E-2,7.7919702941875597]
[null,24,null,null,null,null,null,null,null,null,null,null,null,null,null,null,null,null,null,null,"04:00:00",3.0699999999999998E-3,3.0699999999999998E-3,2.8369999999999999E-2,2.9419090052356088E-3,6.2888698397644077E-2,7.8610872997055088]
[null,25,null,null,null,null,null,null,null,null,null,null,null,null,null,null,null,null,null,null,"04:10:00",3.14E-3,3.14E-3,2.8369999999999999E-2,2.9934704614626184E-3,6.3547787677568329E-2,7.9434734596960404]
[null,26,null,null,null,null,null,null,null,null,null,null,null,null,null,null,null,null,null,null,"04:20:00",3.2000000000000002E-3,3.2000000000000002E-3,2.8369999999999999E-2,3.0453296780590662E-3,6.4270667342716276E-2,8.033833417839535]
[null,27,null,null,null,null,null,null,null,null,null,null,null,null,null,null,null,null,null,null,"04:30:00",3.2699999999999999E-3,3.2699999999999999E-3,2.8369999999999999E-2,3.0974849550865933E-3,6.5055912223166701E-2,8.1319890278958376]
[null,28,null,null,null,null,null,null,null,null,null,null,null,null,null,null,null,null,null,null,"04:40:00",3.2699999999999999E-3,3.2699999999999999E-3,2.8369999999999999E-2,3.1499346213941792E-3,6.5758105239612841E-2,8.2197631549516057]
[null,29,null,null,null,null,null,null,null,null,null,null,null,null,null,null,null,null,null,null,"04:50:00",3.3300000000000001E-3,3.3300000000000001E-3,2.8369999999999999E-2,3.1938663710633338E-3,6.6372982857714813E-2,8.2966228572143521]
[null,30,null,null,null,null,null,null,null,null,null,null,null,null,null,null,null,null,null,null,"05:00:00",3.3899999999999998E-3,3.3899999999999998E-3,2.8369999999999999E-2,3.2468515030351368E-3,6.704325995987849E-2,8.3804074949848104]
[null,31,null,null,null,null,null,null,null,null,null,null,null,null,null,null,null,null,null,null,"05:10:00",3.46E-3,3.46E-3,2.8369999999999999E-2,3.2912272244213442E-3,6.7791871013982929E-2,8.4739838767478659]
[null,32,null,null,null,null,null,null,null,null,null,null,null,null,null,null,null,null,null,null,"05:20:00",3.5200000000000001E-3,3.5200000000000001E-3,2.8369999999999999E-2,3.3536896103339166E-3,6.8596070610570312E-2,8.5745088263212885]
[null,33,null,null,null,null,null,null,null,null,null,null,null,null,null,null,null,null,null,null,"05:30:00",3.5899999999999999E-3,3.5899999999999999E-3,2.8369999999999999E-2,3.4075394748856098E-3,6.9433120806043441E-2,8.679140100755431]
[null,34,null,null,null,null,null,null,null,null,null,null,null,null,null,null,null,null,null,null,"05:40:00",3.7100000000000002E-3,3.7100000000000002E-3,2.8369999999999999E-2,3.4888485063845438E-3,7.0401789650995084E-2,8.8002237063743856]
[null,35,null,null,null,null,null,null,null,null,null,null,null,null,null,null,null,null,null,null,"05:50:00",3.7799999999999999E-3,3.7799999999999999E-3,2.8369999999999999E-2,3.5616578048609506E-3,7.1456574504005901E-2,8.9320718130007375]
[null,36,null,null,null,null,null,null,null,null,null,null,null,null,null,null,null,null,null,null,"06:00:00",3.8400000000000001E-3,3.8400000000000001E-3,2.8369999999999999E-2,3.6349666623203508E-3,7.2472675782770779E-2,9.0590844728463473]
[null,37,null,null,null,null,null,null,null,null,null,null,null,null,null,null,null,null,null,null,"06:10:00",3.9100000000000003E-3,3.9100000000000003E-3,2.8369999999999999E-2,3.708771697458587E-3,7.344770371930133E-2,9.1809629649126663]
[null,38,null,null,null,null,null,null,null,null,null,null,null,null,null,null,null,null,null,null,"06:20:00",4.0299999999999997E-3,4.0299999999999997E-3,2.8369999999999999E-2,3.7923913261656197E-3,7.4500912462603236E-2,9.3126140578254049]
[null,39,null,null,null,null,null,null,null,null,null,null,null,null,null,null,null,null,null,null,"06:30:00",4.1000000000000003E-3,4.1000000000000003E-3,2.8369999999999999E-2,3.8860280074711406E-3,7.5584706061875007E-2,9.4480882577343763]
[null,40,null,null,null,null,null,null,null,null,null,null,null,null,null,null,null,null,null,null,"06:40:00",4.2300000000000003E-3,4.2300000000000003E-3,2.8369999999999999E-2,3.9614835575306068E-3,7.674267830587081E-2,9.5928347882338514]
[null,41,null,null,null,null,null,null,null,null,null,null,null,null,null,null,null,null,null,null,"06:50:00",4.2900000000000004E-3,4.2900000000000004E-3,2.8369999999999999E-2,4.0564806639676885E-3,7.7947564174274897E-2,9.7434455217843627]
[null,42,null,null,null,null,null,null,null,null,null,null,null,null,null,null,null,null,null,null,"07:00:00",4.4200000000000003E-3,4.4200000000000003E-3,2.8369999999999999E-2,4.1522252098008961E-3,7.9150670077230298E-2,9.8938337596537878]
[null,43,null,null,null,null,null,null,null,null,null,null,null,null,null,null,null,null,null,null,"07:10:00",4.5500000000000002E-3,4.5500000000000002E-3,2.8369999999999999E-2,4.2680971417965547E-3,8.0469896433396429E-2,10.058737054174554]
[null,44,null,null,null,null,null,null,null,null,null,null,null,null,null,null,null,null,null,null,"07:20:00",4.6800000000000001E-3,4.6800000000000001E-3,2.8369999999999999E-2,4.3752429364668603E-3,8.1877880245564222E-2,10.234735030695528]
[null,45,null,null,null,null,null,null,null,null,null,null,null,null,null,null,null,null,null,null,"07:30:00",4.7999999999999996E-3,4.7999999999999996E-3,2.8369999999999999E-2,4.4931347938813931E-3,8.3345773692728414E-2,10.418221711591052]
[null,46,null,null,null,null,null,null,null,null,null,null,null,null,null,null,null,null,null,null,"07:40:00",4.9300000000000004E-3,4.9300000000000004E-3,2.8369999999999999E-2,4.6120669071662767E-3,8.4845289610214009E-2,10.605661201276751]
[null,47,null,null,null,null,null,null,null,null,null,null,null,null,null,null,null,null,null,null,"07:50:00",5.1200000000000004E-3,5.1200000000000004E-3,2.8369999999999999E-2,4.7521237859068366E-3,8.649123194683854E-2,10.811403993354817]
[null,48,null,null,null,null,null,null,null,null,null,null,null,null,null,null,null,null,null,null,"08:00:00",5.2500000000000003E-3,5.2500000000000003E-3,2.8369999999999999E-2,4.8935703714832581E-3,8.8229565969102308E-2,11.028695746137789]
[null,49,null,null,null,null,null,null,null,null,null,null,null,null,null,null,null,null,null,null,"08:10:00",5.4400000000000004E-3,5.4400000000000004E-3,2.8369999999999999E-2,5.036393141859683E-3,9.0053653537079253E-2,11.256706692134907]
[null,50,null,null,null,null,null,null,null,null,null,null,null,null,null,null,null,null,null,null,"08:20:00",5.64E-3,5.64E-3,2.8369999999999999E-2,5.2116520266774474E-3,9.2050345132590139E-2,11.506293141573767]
[null,null,null,null,null,null,null,null,null,null,null,null,null,null,null,null,null,null,null,null,"08:30:00",5.8300000000000001E-3,5.8300000000000001E-3,2.8369999999999999E-2,5.3888979469907707E-3,9.4137025195786428E-2,11.767128149473303]
[null,null,null,null,null,null,null,null,null,null,null,null,null,null,null,null,null,null,null,null,"08:40:00",6.0800000000000003E-3,6.0800000000000003E-3,2.8369999999999999E-2,5.5787114256052083E-3,9.6398762701556076E-2,12.04984533769451]
[null,null,null,null,null,null,null,null,null,null,null,null,null,null,null,null,null,null,null,null,"08:50:00",6.28E-3,6.28E-3,2.8369999999999999E-2,5.7921683275228347E-3,9.8772651294048774E-2,12.346581411756096]
[null,null,null,null,null,null,null,null,null,null,null,null,null,null,null,null,null,null,null,null,"09:00:00",6.6E-3,6.6E-3,2.8369999999999999E-2,6.0191550500287407E-3,0.10133747518792499,12.667184398490624]
[null,null,null,null,null,null,null,null,null,null,null,null,null,null,null,null,null,null,null,null,"09:10:00",6.8500000000000002E-3,6.8500000000000002E-3,2.8369999999999999E-2,6.2710741915257126E-3,0.10412092500819431,13.015115626024288]
[null,null,null,null,null,null,null,null,null,null,null,null,null,null,null,null,null,null,null,null,"09:20:00",7.1700000000000002E-3,7.1700000000000002E-3,2.8369999999999999E-2,6.5375915276864854E-3,0.10702812728208504,13.37851591026063]
[null,null,null,null,null,null,null,null,null,null,null,null,null,null,null,null,null,null,null,null,"09:30:00",7.5599999999999999E-3,7.5599999999999999E-3,2.8369999999999999E-2,6.830461024771169E-3,0.11029680115618666,13.787100144523333]
[null,null,null,null,null,null,null,null,null,null,null,null,null,null,null,null,null,null,null,null,"09:40:00",8.0099999999999998E-3,8.0099999999999998E-3,2.8369999999999999E-2,7.1851974390257272E-3,0.11402722084307411,14.253402605384263]
[null,null,null,null,null,null,null,null,null,null,null,null,null,null,null,null,null,null,null,null,"09:50:00",8.4499999999999992E-3,8.4499999999999992E-3,2.8369999999999999E-2,7.5810860826405939E-3,0.11809214039107493,14.761517548884367]
[null,null,null,null,null,null,null,null,null,null,null,null,null,null,null,null,null,null,null,null,"10:00:00",8.9700000000000005E-3,8.9700000000000005E-3,2.8369999999999999E-2,8.0079059026312398E-3,0.12248655962642253,15.310819953302817]
[null,null,null,null,null,null,null,null,null,null,null,null,null,null,null,null,null,null,null,null,"10:10:00",9.6100000000000005E-3,9.6100000000000005E-3,2.8369999999999999E-2,8.491201364689463E-3,0.12748070218485286,15.935087773106606]
[null,null,null,null,null,null,null,null,null,null,null,null,null,null,null,null,null,null,null,null,"10:20:00",1.031E-2,1.031E-2,2.8369999999999999E-2,9.0710073317520606E-3,0.13313940131339319,16.642425164174149]
[null,null,null,null,null,null,null,null,null,null,null,null,null,null,null,null,null,null,null,null,"10:30:00",1.1140000000000001E-2,1.1140000000000001E-2,2.8369999999999999E-2,9.7271975860773463E-3,0.13950370951060262,17.437963688825327]
[null,null,null,null,null,null,null,null,null,null,null,null,null,null,null,null,null,null,null,null,"10:40:00",1.217E-2,1.217E-2,2.8369999999999999E-2,9.9651587699776095E-3,0.14818605425607073,18.52325678200884]
[null,null,null,null,null,null,null,null,null,null,null,null,null,null,null,null,null,null,null,null,"10:50:00",1.345E-2,1.345E-2,2.8369999999999999E-2,1.0210621726659324E-2,0.16125218106414207,20.156522633017758]
[null,null,null,null,null,null,null,null,null,null,null,null,null,null,null,null,null,null,null,null,"11:00:00",1.499E-2,1.499E-2,2.8369999999999999E-2,1.055702272160268E-2,0.17966583438831324,22.458229298539155]
[null,null,null,null,null,null,null,null,null,null,null,null,null,null,null,null,null,null,null,null,"11:10:00",1.7100000000000001E-2,1.7100000000000001E-2,2.8369999999999999E-2,1.1029596264373087E-2,0.20487394882197141,25.609243602746425]
[null,null,null,null,null,null,null,null,null,null,null,null,null,null,null,null,null,null,null,null,"11:20:00",1.992E-2,1.992E-2,2.8369999999999999E-2,1.2109134101422472E-2,0.23818899594406207,29.773624493007759]
[null,null,null,null,null,null,null,null,null,null,null,null,null,null,null,null,null,null,null,null,"11:30:00",2.402E-2,2.402E-2,2.8369999999999999E-2,1.3508267923210103E-2,0.2821632310849439,35.270403885617988]
[null,null,null,null,null,null,null,null,null,null,null,null,null,null,null,null,null,null,null,null,"11:40:00",3.0609999999999998E-2,3.0609999999999998E-2,2.8369999999999999E-2,1.5265994618666066E-2,0.34421700098444108,43.027125123055136]
[null,null,null,null,null,null,null,null,null,null,null,null,null,null,null,null,null,null,null,null,"11:50:00",4.3290000000000002E-2,4.3290000000000002E-2,2.8369999999999999E-2,1.7694578625525259E-2,0.4424716251983819,55.308953149797738]
[null,null,null,null,null,null,null,null,null,null,null,null,null,null,null,null,null,null,null,null,"12:00:00",8.4540000000000004E-2,8.4540000000000004E-2,2.8369999999999999E-2,2.2037203860216046E-2,0.6539073472326028,81.738418404075347]
[null,null,null,null,null,null,null,null,null,null,null,null,null,null,null,null,null,null,null,null,"12:10:00",5.5840000000000001E-2,5.5840000000000001E-2,2.8369999999999999E-2,2.5821326306852892E-2,0.87595887483163737,109.49485935395467]
[null,null,null,null,null,null,null,null,null,null,null,null,null,null,null,null,null,null,null,null,"12:20:00",3.5740000000000001E-2,3.5740000000000001E-2,2.8369999999999999E-2,2.7241677965870459E-2,0.96839966457710125,121.04995807213766]
[null,null,null,null,null,null,null,null,null,null,null,null,null,null,null,null,null,null,null,null,"12:30:00",2.69E-2,2.69E-2,2.8369999999999999E-2,2.7523463905591995E-2,0.9872993240855914,123.41241551069892]
[null,null,null,null,null,null,null,null,null,null,null,null,null,null,null,null,null,null,null,null,"12:40:00",2.1770000000000001E-2,2.1770000000000001E-2,2.8369999999999999E-2,2.7303738069528689E-2,0.97252203934530179,121.56525491816272]
[null,null,null,null,null,null,null,null,null,null,null,null,null,null,null,null,null,null,null,null,"12:50:00",1.8380000000000001E-2,1.8380000000000001E-2,2.8369999999999999E-2,2.6799519323989045E-2,0.93903422160085925,117.37927770010741]
[null,null,null,null,null,null,null,null,null,null,null,null,null,null,null,null,null,null,null,null,"13:00:00",1.5949999999999999E-2,1.5949999999999999E-2,2.8369999999999999E-2,2.6110815629502741E-2,0.89444141771247898,111.80517721405987]
[null,null,null,null,null,null,null,null,null,null,null,null,null,null,null,null,null,null,null,null,"13:10:00",1.4149999999999999E-2,1.4149999999999999E-2,2.8369999999999999E-2,2.5301342787008737E-2,0.84329223751285143,105.41152968910643]
[null,null,null,null,null,null,null,null,null,null,null,null,null,null,null,null,null,null,null,null,"13:20:00",1.274E-2,1.274E-2,2.8369999999999999E-2,2.4399902250356986E-2,0.78854524942317372,98.568156177896711]
[null,null,null,null,null,null,null,null,null,null,null,null,null,null,null,null,null,null,null,null,"13:30:00",1.166E-2,1.166E-2,2.8369999999999999E-2,2.3442629905685231E-2,0.73228317224867234,91.535396531084047]
[null,null,null,null,null,null,null,null,null,null,null,null,null,null,null,null,null,null,null,null,"13:40:00",1.069E-2,1.069E-2,2.8369999999999999E-2,2.2440130141695214E-2,0.67580454813495927,84.475568516869913]
[null,null,null,null,null,null,null,null,null,null,null,null,null,null,null,null,null,null,null,null,"13:50:00",9.9299999999999996E-3,9.9299999999999996E-3,2.8369999999999999E-2,2.1400005397915929E-2,0.62007622283989261,77.509527854986572]
[null,null,null,null,null,null,null,null,null,null,null,null,null,null,null,null,null,null,null,null,"14:00:00",9.2899999999999996E-3,9.2899999999999996E-3,2.8369999999999999E-2,2.0345859696231375E-2,0.56601414661393901,70.751768326742379]
[null,null,null,null,null,null,null,null,null,null,null,null,null,null,null,null,null,null,null,null,"14:10:00",8.7100000000000007E-3,8.7100000000000007E-3,2.8369999999999999E-2,1.9275392811040772E-2,0.51412314059648589,64.265392574560735]
[null,null,null,null,null,null,null,null,null,null,null,null,null,null,null,null,null,null,null,null,"14:20:00",8.2000000000000007E-3,8.2000000000000007E-3,2.8369999999999999E-2,1.8202139553205939E-2,0.4647610629222938,58.095132865286722]
[null,null,null,null,null,null,null,null,null,null,null,null,null,null,null,null,null,null,null,null,"14:30:00",7.7499999999999999E-3,7.7499999999999999E-3,2.8369999999999999E-2,1.7131388701701302E-2,0.41824059511051637,52.280074388814548]
[null,null,null,null,null,null,null,null,null,null,null,null,null,null,null,null,null,null,null,null,"14:40:00",7.3600000000000002E-3,7.3600000000000002E-3,2.8369999999999999E-2,1.6063640671501175E-2,0.37483652461483041,46.854565576853801]
[null,null,null,null,null,null,null,null,null,null,null,null,null,null,null,null,null,null,null,null,"14:50:00",7.0400000000000003E-3,7.0400000000000003E-3,2.8369999999999999E-2,1.5012806167092468E-2,0.33481305220220564,41.851631525275707]
[null,null,null,null,null,null,null,null,null,null,null,null,null,null,null,null,null,null,null,null,"15:00:00",6.7200000000000003E-3,6.7200000000000003E-3,2.8369999999999999E-2,1.3982698988804977E-2,0.29824783982805181,37.280979978506473]
[null,null,null,null,null,null,null,null,null,null,null,null,null,null,null,null,null,null,null,null,"15:10:00",6.4000000000000003E-3,6.4000000000000003E-3,2.8369999999999999E-2,1.2978255569436936E-2,0.26502954888827118,33.128693611033896]
[null,null,null,null,null,null,null,null,null,null,null,null,null,null,null,null,null,null,null,null,"15:20:00",6.1500000000000001E-3,6.1500000000000001E-3,2.8369999999999999E-2,1.2005918909145152E-2,0.23518753013967414,29.398441267459269]
[null,null,null,null,null,null,null,null,null,null,null,null,null,null,null,null,null,null,null,null,"15:30:00",5.96E-3,5.96E-3,2.8369999999999999E-2,1.1103005746745187E-2,0.20879011096553735,26.098763870692167]
[null,null,null,null,null,null,null,null,null,null,null,null,null,null,null,null,null,null,null,null,"15:40:00",5.7000000000000002E-3,5.7000000000000002E-3,2.8369999999999999E-2,1.0648784574567808E-2,0.18456981419438614,23.071226774298268]
[null,null,null,null,null,null,null,null,null,null,null,null,null,null,null,null,null,null,null,null,"15:50:00",5.5100000000000001E-3,5.5100000000000001E-3,2.8369999999999999E-2,1.0212915772983453E-2,0.16140573336026312,20.175716670032891]
[null,null,null,null,null,null,null,null,null,null,null,null,null,null,null,null,null,null,null,null,"16:00:00",5.3200000000000001E-3,5.3200000000000001E-3,2.8369999999999999E-2,9.7271975860773463E-3,0.13954146129851722,17.442682662314652]
[null,null,null,null,null,null,null,null,null,null,null,null,null,null,null,null,null,null,null,null,"16:10:00",5.1900000000000002E-3,5.1900000000000002E-3,2.8369999999999999E-2,7.9839898172428241E-3,0.1222586115305488,15.282326441318601]
[null,null,null,null,null,null,null,null,null,null,null,null,null,null,null,null,null,null,null,null,"16:20:00",5.0000000000000001E-3,5.0000000000000001E-3,2.8369999999999999E-2,6.8986516703358159E-3,0.11099627196036008,13.87453399504501]
[null,null,null,null,null,null,null,null,null,null,null,null,null,null,null,null,null,null,null,null,"16:30:00",4.8700000000000002E-3,4.8700000000000002E-3,2.8369999999999999E-2,6.1940390161537842E-3,0.10326181431278504,12.907726789098129]
[null,null,null,null,null,null,null,null,null,null,null,null,null,null,null,null,null,null,null,null,"16:40:00",4.7400000000000003E-3,4.7400000000000003E-3,2.8369999999999999E-2,5.7064651090632454E-3,9.7764604412264158E-2,12.22057555153302]
[null,null,null,null,null,null,null,null,null,null,null,null,null,null,null,null,null,null,null,null,"16:50:00",4.6100000000000004E-3,4.6100000000000004E-3,2.8369999999999999E-2,5.3574758511318E-3,9.3651146107796054E-2,11.706393263474506]
[null,null,null,null,null,null,null,null,null,null,null,null,null,null,null,null,null,null,null,null,"17:00:00",4.4799999999999996E-3,4.4799999999999996E-3,2.8369999999999999E-2,5.077450568835587E-3,9.0423322699874326E-2,11.30291533748429]
[null,null,null,null,null,null,null,null,null,null,null,null,null,null,null,null,null,null,null,null,"17:10:00",4.3499999999999997E-3,4.3499999999999997E-3,2.8369999999999999E-2,4.8530160503737632E-3,8.7782202813771873E-2,10.972775351721484]
[null,null,null,null,null,null,null,null,null,null,null,null,null,null,null,null,null,null,null,null,"17:20:00",4.2900000000000004E-3,4.2900000000000004E-3,2.8369999999999999E-2,4.6819207724080221E-3,8.5634354439095589E-2,10.704294304886949]
[null,null,null,null,null,null,null,null,null,null,null,null,null,null,null,null,null,null,null,null,"17:30:00",4.1599999999999996E-3,4.1599999999999996E-3,2.8369999999999999E-2,4.5227706546110196E-3,8.3823095014249893E-2,10.477886876781236]
[null,null,null,null,null,null,null,null,null,null,null,null,null,null,null,null,null,null,null,null,"17:40:00",4.0299999999999997E-3,4.0299999999999997E-3,2.8369999999999999E-2,4.385027301561005E-3,8.2100379919437014E-2,10.262547489929627]
[null,null,null,null,null,null,null,null,null,null,null,null,null,null,null,null,null,null,null,null,"17:50:00",3.9699999999999996E-3,3.9699999999999996E-3,2.8369999999999999E-2,4.2680971417965547E-3,8.0532881255378871E-2,10.066610156922358]
[null,null,null,null,null,null,null,null,null,null,null,null,null,null,null,null,null,null,null,null,"18:00:00",3.9100000000000003E-3,3.9100000000000003E-3,2.8369999999999999E-2,4.1618405494693138E-3,7.9213030796340775E-2,9.9016288495425968]
[null,null,null,null,null,null,null,null,null,null,null,null,null,null,null,null,null,null,null,null,"18:10:00",3.7799999999999999E-3,3.7799999999999999E-3,2.8369999999999999E-2,4.0564806639676885E-3,7.7945059884091977E-2,9.7431324855114969]
[null,null,null,null,null,null,null,null,null,null,null,null,null,null,null,null,null,null,null,null,"18:20:00",3.7100000000000002E-3,3.7100000000000002E-3,2.8369999999999999E-2,3.9614835575306068E-3,7.6677945752496077E-2,9.584743219062009]
[null,null,null,null,null,null,null,null,null,null,null,null,null,null,null,null,null,null,null,null,"18:30:00",3.65E-3,3.65E-3,2.8369999999999999E-2,3.8766301188278745E-3,7.5530472929235717E-2,9.4413091161544642]
[null,null,null,null,null,null,null,null,null,null,null,null,null,null,null,null,null,null,null,null,"18:40:00",3.5899999999999999E-3,3.5899999999999999E-3,2.8369999999999999E-2,3.7923913261656197E-3,7.4500821461251338E-2,9.3126026826564168]
[null,null,null,null,null,null,null,null,null,null,null,null,null,null,null,null,null,null,null,null,"18:50:00",3.5200000000000001E-3,3.5200000000000001E-3,2.8369999999999999E-2,3.7180320485905006E-3,7.3539805361836644E-2,9.1924756702295802]
[null,null,null,null,null,null,null,null,null,null,null,null,null,null,null,null,null,null,null,null,"19:00:00",3.46E-3,3.46E-3,2.8369999999999999E-2,3.6533715350236294E-3,7.260043676116272E-2,9.0750545951453407]
[null,null,null,null,null,null,null,null,null,null,null,null,null,null,null,null,null,null,null,null,"19:10:00",3.3899999999999998E-3,3.3899999999999998E-3,2.8369999999999999E-2,3.5799383188327015E-3,7.1680493111907537E-2,8.9600616389884422]
[null,null,null,null,null,null,null,null,null,null,null,null,null,null,null,null,null,null,null,null,"19:20:00",3.3300000000000001E-3,3.3300000000000001E-3,2.8369999999999999E-2,3.5160932337193742E-3,7.0778017385782557E-2,8.8472521732228202]
[null,null,null,null,null,null,null,null,null,null,null,null,null,null,null,null,null,null,null,null,"19:30:00",3.2699999999999999E-3,3.2699999999999999E-3,2.8369999999999999E-2,3.4435979077165591E-3,6.9914758646336325E-2,8.7393448307920405]
[null,null,null,null,null,null,null,null,null,null,null,null,null,null,null,null,null,null,null,null,"19:40:00",3.2000000000000002E-3,3.2000000000000002E-3,2.8369999999999999E-2,3.389557759475627E-3,6.9043185045075076E-2,8.6303981306343847]
[null,null,null,null,null,null,null,null,null,null,null,null,null,null,null,null,null,null,null,null,"19:50:00",3.14E-3,3.14E-3,2.8369999999999999E-2,3.3179488797999497E-3,6.8161169110813685E-2,8.520146138851711]
[null,null,null,null,null,null,null,null,null,null,null,null,null,null,null,null,null,null,null,null,"20:00:00",3.0699999999999998E-3,3.0699999999999998E-3,2.8369999999999999E-2,3.2557105763925207E-3,6.7288386415951765E-2,8.4110483019939704]
[null,null,null,null,null,null,null,null,null,null,null,null,null,null,null,null,null,null,null,null,"20:10:00",3.0699999999999998E-3,3.0699999999999998E-3,2.8369999999999999E-2,3.2026770338146964E-3,6.6524256151454436E-2,8.3155320189318047]
[null,null,null,null,null,null,null,null,null,null,null,null,null,null,null,null,null,null,null,null,"20:20:00",3.0100000000000001E-3,3.0100000000000001E-3,2.8369999999999999E-2,3.158704737846628E-3,6.584893989946726E-2,8.2311174874334068]
[null,null,null,null,null,null,null,null,null,null,null,null,null,null,null,null,null,null,null,null,"20:30:00",2.9499999999999999E-3,2.9499999999999999E-3,2.8369999999999999E-2,3.1062061671556693E-3,6.5117153727461741E-2,8.1396442159327176]
[null,null,null,null,null,null,null,null,null,null,null,null,null,null,null,null,null,null,null,null,"20:40:00",2.9499999999999999E-3,2.9499999999999999E-3,2.8369999999999999E-2,3.0540017099614895E-3,6.4492654822380563E-2,8.0615818527975698]
[null,null,null,null,null,null,null,null,null,null,null,null,null,null,null,null,null,null,null,null,"20:50:00",2.8800000000000002E-3,2.8800000000000002E-3,2.8369999999999999E-2,3.019362956645147E-3,6.3908579622524636E-2,7.9885724528155793]
[null,null,null,null,null,null,null,null,null,null,null,null,null,null,null,null,null,null,null,null,"21:00:00",2.82E-3,2.82E-3,2.8369999999999999E-2,2.9676524059096491E-3,6.3219742752393129E-2,7.9024678440491405]
[null,null,null,null,null,null,null,null,null,null,null,null,null,null,null,null,null,null,null,null,"21:10:00",2.82E-3,2.82E-3,2.8369999999999999E-2,2.9247883201976555E-3,6.2613885009735595E-2,7.8267356262169487]
[null,null,null,null,null,null,null,null,null,null,null,null,null,null,null,null,null,null,null,null,"21:20:00",2.7499999999999998E-3,2.7499999999999998E-3,2.8369999999999999E-2,2.8821326180969915E-3,6.2045274757828436E-2,7.7556593447285547]
[null,null,null,null,null,null,null,null,null,null,null,null,null,null,null,null,null,null,null,null,"21:30:00",2.6900000000000001E-3,2.6900000000000001E-3,2.8369999999999999E-2,2.8396863226310947E-3,6.1368909300081036E-2,7.6711136625101295]
[null,null,null,null,null,null,null,null,null,null,null,null,null,null,null,null,null,null,null,null,"21:40:00",2.6900000000000001E-3,2.6900000000000001E-3,2.8369999999999999E-2,2.7974504720401903E-3,6.0751780992869951E-2,7.5939726241087442]
[null,null,null,null,null,null,null,null,null,null,null,null,null,null,null,null,null,null,null,null,"21:50:00",2.63E-3,2.63E-3,2.8369999999999999E-2,2.7554261201623107E-3,6.0192877171583954E-2,7.524109646447994]
[null,null,null,null,null,null,null,null,null,null,null,null,null,null,null,null,null,null,null,null,"22:00:00",2.63E-3,2.63E-3,2.8369999999999999E-2,2.7219596361116797E-3,5.967115135652637E-2,7.4588939195657966]
[null,null,null,null,null,null,null,null,null,null,null,null,null,null,null,null,null,null,null,null,"22:10:00",2.5600000000000002E-3,2.5600000000000002E-3,2.8369999999999999E-2,2.6803186888970619E-3,5.9161683376505396E-2,7.3952104220631742]
[null,null,null,null,null,null,null,null,null,null,null,null,null,null,null,null,null,null,null,null,"22:20:00",2.5600000000000002E-3,2.5600000000000002E-3,2.8369999999999999E-2,2.6471603435821349E-3,5.866373369855532E-2,7.3329667123194149]
[null,null,null,null,null,null,null,null,null,null,null,null,null,null,null,null,null,null,null,null,"22:30:00",2.5000000000000001E-3,2.5000000000000001E-3,2.8369999999999999E-2,2.6141398718001886E-3,5.8180613181637746E-2,7.2725766477047182]
[null,null,null,null,null,null,null,null,null,null,null,null,null,null,null,null,null,null,null,null,"22:40:00",2.5000000000000001E-3,2.5000000000000001E-3,2.8369999999999999E-2,2.5812578516499927E-3,5.7711658645357308E-2,7.2139573306696638]
[null,null,null,null,null,null,null,null,null,null,null,null,null,null,null,null,null,null,null,null,"22:50:00",2.4299999999999999E-3,2.4299999999999999E-3,2.8369999999999999E-2,2.5566875473146482E-3,5.7212589687842173E-2,7.1515737109802719]
[null,null,null,null,null,null,null,null,null,null,null,null,null,null,null,null,null,null,null,null,"23:00:00",2.4299999999999999E-3,2.4299999999999999E-3,2.8369999999999999E-2,2.5159115154635443E-3,5.670235193717451E-2,7.087793992146814]
[null,null,null,null,null,null,null,null,null,null,null,null,null,null,null,null,null,null,null,null,"23:10:00",2.3700000000000001E-3,2.3700000000000001E-3,2.8369999999999999E-2,2.4834483929222682E-3,5.6223888157048561E-2,7.0279860196310704]
[null,null,null,null,null,null,null,null,null,null,null,null,null,null,null,null,null,null,null,null,"23:20:00",2.3700000000000001E-3,2.3700000000000001E-3,2.8369999999999999E-2,2.4511261093297463E-3,5.5756909351643728E-2,6.969613668955466]
[null,null,null,null,null,null,null,null,null,null,null,null,null,null,null,null,null,null,null,null,"23:30:00",2.3700000000000001E-3,2.3700000000000001E-3,2.8369999999999999E-2,2.4350179744404982E-3,5.540616355059514E-2,6.9257704438243923]
[null,null,null,null,null,null,null,null,null,null,null,null,null,null,null,null,null,null,null,null,"23:40:00",2.31E-3,2.31E-3,2.8369999999999999E-2,2.4029081075236671E-3,5.5027140953881143E-2,6.878392619235143]
[null,null,null,null,null,null,null,null,null,null,null,null,null,null,null,null,null,null,null,null,"23:50:00",2.31E-3,2.31E-3,2.8369999999999999E-2,2.3869065326661953E-3,5.4619585817425473E-2,6.8274482271781842]
[null,null,null,null,null,null,null,null,null,null,null,null,null,null,null,null,null,null,null,null,1,2.2399999999999998E-3,2.2399999999999998E-3,2.8369999999999999E-2,2.3550104970253062E-3,5.4158984946165875E-2,6.7698731182707341]

{"sheet":"04-②調節計算（2段）","index":10,"n_rows":57,"n_cols":26,"rows_kept":57,"cut":false,"hidden":false,"merged":[[28,15,29,18],[3,20,3,25],[21,15,21,16],[20,15,20,16],[17,15,17,16],[18,15,18,16],[22,15,22,16],[16,15,16,16],[24,15,24,16],[25,15,26,16],[1,1,1,13],[3,1,3,8],[3,10,3,13],[5,12,6,12],[5,13,6,13],[14,10,15,11],[14,12,15,12],[14,13,15,13],[15,15,15,16],[8,10,9,11],[8,12,9,12],[8,13,9,13],[11,10,12,11],[11,12,12,12],[11,13,12,13],[13,15,13,16],[10,15,11,18]]}
[]
[null,"入　力　条　件"]
[]
[null,"設 定 調 整 池 諸 元",null,null,null,null,null,null,null,null,"行 為 後 流 入 量",null,null,null,null,null,null,null,null,null,"計　算　結　果　（時　系　列）"]
[]
[null,"水深-容量",null,null,null,null,"■上段オリフィス",null,null,null,"行為後ピーク流入量",null,{"$f":"MAX('02流出計算（QT-Sグラフ）'!$J$5:$J$149)","v":8.4540000000000004E-2},"m3/s",null,null,null,null,null,null,"時刻","行為後流入量","浸透考慮後流入量","許容放流量","調節後放流量","調整池水位"]
[null,"No","水深H（m）","容量V（m3）",null,null,"放流口形状",null,null,null,"（浸透考慮後）"]
[null,1,null,null,null,1,"（口径）"]
[null,2,null,null,null,null,null,null,null,null,"許容放流量（計）",null,{"$f":"MAX('01流出計算（Q-Tグラフ）'!$I$5:$I$149)","v":2.8369999999999999E-2},"m3/s"]
[null,3,null,null,null,null,"直径",null,"m"]
[null,4,null,null,null,null,null,null,null,null,null,null,null,null,null,"計　算　結　果"]
[null,5,null,null,null,null,null,null,null,null,"許容放流量（上段）",null,null,"m3/s"]
[null,6,null,null,null,null,"高さ",null,"m"]
[null,7,null,null,null,null,"幅",null,"m",null,null,null,null,null,null,"総合評価"]
[null,8,null,null,null,null,null,null,null,null,"許容放流量（下段）",null,{"$f":"M9-M12","v":2.8369999999999999E-2},"m3/s"]
[null,9,null,null,null,null,"（管底位置）",null,null,null,null,null,null,null,null,"放流量評価"]
[null,10,null,null,null,null,"池底高から",null,"m",null,null,null,null,null,null,"許容放流量",null,{"$f":"M9","v":2.8369999999999999E-2},"m3/s"]
[null,11,null,null,null,null,null,null,null,null,null,null,null,null,null,"最大放流量（上段+下段）",null,null,"m3/s"]
[null,12,null,null,null,null,"■下段オリフィス",null,null,null,null,null,null,null,null,"最大放流量（下段）",null,null,"m3/s"]
[null,13,null,null,null,null,"放流口形状"]
[null,14,null,null,null,null,"（口径）",null,null,null,null,null,null,null,null,"池容量評価"]
[null,15,null,null,null,1,null,null,null,null,null,null,null,null,null,"池内最大ボリューム",null,null,"m3"]
[null,16,null,null,null,null,"直径",null,"m",null,null,null,null,null,null,"池内最大水深",null,null,"m"]
[null,17]
[null,18,null,null,null,null,null,null,null,null,null,null,null,null,null,"上乗せ分評価"]
[null,19,null,null,null,null,"高さ",null,"m",null,null,null,null,null,null,"上乗せ分の貯留量\nおよび貯留率",null,null,"m3"]
[null,20,null,null,null,null,"幅",null,"m",null,null,null,null,null,null,null,null,null,"%"]
[null,21]
[null,22,null,null,null,null,"（管底位置）",null,null,null,null,null,null,null,null,"許 可 申 請 図 書 の 作 成"]
[null,23,null,null,null,null,"池底高から",null,"m"]
[null,24]
[null,25]
[null,26]
[null,27]
[null,28]
[null,29]
[null,30]
[null,31]
[null,32]
[null,33]
[null,34]
[null,35]
[null,36]
[null,37]
[null,38]
[null,39]
[null,40]
[null,41]
[null,42]
[null,43]
[null,44]
[null,45]
[null,46]
[null,47]
[null,48]
[null,49]
[null,50]

{"sheet":"04-③調節計算（ポンプ）","index":11,"n_rows":57,"n_cols":26,"rows_kept":57,"cut":false,"hidden":false,"merged":[[21,15,21,16],[28,15,29,18],[14,11,15,11],[3,20,3,25],[13,15,13,16],[15,15,15,16],[19,15,19,16],[14,12,15,12],[20,15,20,16],[10,15,11,18],[17,15,17,16],[16,15,16,16],[23,15,23,16],[24,15,25,16],[11,9,12,10],[11,11,12,11],[11,12,12,12],[14,9,15,10],[1,1,1,12],[3,9,3,12],[5,11,6,11],[5,12,6,12],[8,11,9,11],[8,12,9,12],[3,1,3,3],[3,5,3,7]]}
[]
[null,"入　力　条　件"]
[]
[null,"設 定 調 整 池 諸 元",null,null,null,"放 流 ポ ン プ 諸 元",null,null,null,"行 為 後 流 入 量",null,null,null,null,null,null,null,null,null,null,"計　算　結　果　（時　系　列）"]
[]
[null,"水深-容量",null,null,null,"水深-ポンプ",null,null,null,"行為後ピーク流入量",null,{"$f":"MAX('02流出計算（QT-Sグラフ）'!$J$5:$J$149)","v":8.4540000000000004E-2},"m3/s",null,null,null,null,null,null,null,"時刻","行為後流入量","浸透考慮後流入量","許容放流量","調節後放流量","調整池水位"]
[null,"No","水深H（m）","容量V（m3）",null,"No","水深H（m）","ポンプ規模Q(m3/s)",null,"（浸透考慮後）"]
[null,1,null,null,null,1]
[null,2,null,null,null,2,null,null,null,"許容放流量",null,{"$f":"MAX('01流出計算（Q-Tグラフ）'!$I$5:$I$149)","v":2.8369999999999999E-2},"m3/s"]
[null,3,null,null,null,3,null,null,null,"（行為前ピーク流入量）"]
[null,4,null,null,null,4,null,null,null,null,null,null,null,null,null,"計　算　結　果"]
[null,5,null,null,null,5]
[null,6,null,null,null,6]
[null,7,null,null,null,7,null,null,null,null,null,null,null,null,null,"総合評価"]
[null,8,null,null,null,8]
[null,9,null,null,null,9,null,null,null,null,null,null,null,null,null,"放流量評価"]
[null,10,null,null,null,10,null,null,null,null,null,null,null,null,null,"許容放流量",null,{"$f":"L9","v":2.8369999999999999E-2},"m3/s"]
[null,11,null,null,null,11,null,null,null,null,null,null,null,null,null,"最大放流量",null,null,"m3/s"]
[null,12,null,null,null,12]
[null,13,null,null,null,13,null,null,null,null,null,null,null,null,null,"池容量評価"]
[null,14,null,null,null,14,null,null,null,null,null,null,null,null,null,"池内最大ボリューム",null,null,"m3"]
[null,15,null,null,null,15,null,null,null,null,null,null,null,null,null,"池内最大水深",null,null,"m"]
[null,16,null,null,null,16]
[null,17,null,null,null,17,null,null,null,null,null,null,null,null,null,"上乗せ分評価"]
[null,18,null,null,null,18,null,null,null,null,null,null,null,null,null,"上乗せ分の貯留量\nおよび貯留率",null,null,"m3"]
[null,19,null,null,null,19,null,null,null,null,null,null,null,null,null,null,null,null,"%"]
[null,20,null,null,null,20]
[null,21,null,null,null,21]
[null,22,null,null,null,22,null,null,null,null,null,null,null,null,null,"許 可 申 請 図 書 の 作 成"]
[null,23,null,null,null,23]
[null,24,null,null,null,24]
[null,25,null,null,null,25]
[null,26,null,null,null,26]
[null,27,null,null,null,27]
[null,28,null,null,null,28]
[null,29,null,null,null,29]
[null,30,null,null,null,30]
[null,31,null,null,null,31]
[null,32,null,null,null,32]
[null,33,null,null,null,33]
[null,34,null,null,null,34]
[null,35,null,null,null,35]
[null,36,null,null,null,36]
[null,37,null,null,null,37]
[null,38,null,null,null,38]
[null,39,null,null,null,39]
[null,40,null,null,null,40]
[null,41,null,null,null,41]
[null,42,null,null,null,42]
[null,43,null,null,null,43]
[null,44,null,null,null,44]
[null,45,null,null,null,45]
[null,46,null,null,null,46]
[null,47,null,null,null,47]
[null,48,null,null,null,48]
[null,49,null,null,null,49]
[null,50,null,null,null,50]

{"sheet":"流入量定義","index":12,"n_rows":147,"n_cols":2,"rows_kept":147,"cut":false,"hidden":false,"merged":[]}
["※流出計算を実行する場合、記入する必要はありません。"]
["時刻","行為後流入量"]
["00:00:00"]
["00:10:00"]
["00:20:00"]
["00:30:00"]
["00:40:00"]
["00:50:00"]
["01:00:00"]
["01:10:00"]
["01:20:00"]
["01:30:00"]
["01:40:00"]
["01:50:00"]
["02:00:00"]
["02:10:00"]
["02:20:00"]
["02:30:00"]
["02:40:00"]
["02:50:00"]
["03:00:00"]
["03:10:00"]
["03:20:00"]
["03:30:00"]
["03:40:00"]
["03:50:00"]
["04:00:00"]
["04:10:00"]
["04:20:00"]
["04:30:00"]
["04:40:00"]
["04:50:00"]
["05:00:00"]
["05:10:00"]
["05:20:00"]
["05:30:00"]
["05:40:00"]
["05:50:00"]
["06:00:00"]
["06:10:00"]
["06:20:00"]
["06:30:00"]
["06:40:00"]
["06:50:00"]
["07:00:00"]
["07:10:00"]
["07:20:00"]
["07:30:00"]
["07:40:00"]
["07:50:00"]
["08:00:00"]
["08:10:00"]
["08:20:00"]
["08:30:00"]
["08:40:00"]
["08:50:00"]
["09:00:00"]
["09:10:00"]
["09:20:00"]
["09:30:00"]
["09:40:00"]
["09:50:00"]
["10:00:00"]
["10:10:00"]
["10:20:00"]
["10:30:00"]
["10:40:00"]
["10:50:00"]
["11:00:00"]
["11:10:00"]
["11:20:00"]
["11:30:00"]
["11:40:00"]
["11:50:00"]
["12:00:00"]
["12:10:00"]
["12:20:00"]
["12:30:00"]
["12:40:00"]
["12:50:00"]
["13:00:00"]
["13:10:00"]
["13:20:00"]
["13:30:00"]
["13:40:00"]
["13:50:00"]
["14:00:00"]
["14:10:00"]
["14:20:00"]
["14:30:00"]
["14:40:00"]
["14:50:00"]
["15:00:00"]
["15:10:00"]
["15:20:00"]
["15:30:00"]
["15:40:00"]
["15:50:00"]
["16:00:00"]
["16:10:00"]
["16:20:00"]
["16:30:00"]
["16:40:00"]
["16:50:00"]
["17:00:00"]
["17:10:00"]
["17:20:00"]
["17:30:00"]
["17:40:00"]
["17:50:00"]
["18:00:00"]
["18:10:00"]
["18:20:00"]
["18:30:00"]
["18:40:00"]
["18:50:00"]
["19:00:00"]
["19:10:00"]
["19:20:00"]
["19:30:00"]
["19:40:00"]
["19:50:00"]
["20:00:00"]
["20:10:00"]
["20:20:00"]
["20:30:00"]
["20:40:00"]
["20:50:00"]
["21:00:00"]
["21:10:00"]
["21:20:00"]
["21:30:00"]
["21:40:00"]
["21:50:00"]
["22:00:00"]
["22:10:00"]
["22:20:00"]
["22:30:00"]
["22:40:00"]
["22:50:00"]
["23:00:00"]
["23:10:00"]
["23:20:00"]
["23:30:00"]
["23:40:00"]
["23:50:00"]
["24:00"]

{"sheet":"浸透施設能力（貯留浸透モデル_道路管理者用）","index":13,"n_rows":58,"n_cols":25,"rows_kept":58,"cut":false,"hidden":false,"merged":[[53,1,53,2],[54,1,54,2],[46,1,46,2],[47,1,47,2],[48,1,48,2],[49,1,49,2],[52,1,52,2],[37,12,39,12],[52,8,52,9],[40,1,40,2],[41,1,41,2],[42,1,42,2],[43,1,43,2],[44,1,44,2],[45,1,45,2],[38,9,39,9],[38,10,39,10],[37,7,39,7],[37,8,39,8],[37,9,37,10],[29,1,29,2],[30,1,30,2],[31,1,31,2],[38,3,39,3],[32,1,32,2],[33,1,33,2],[34,1,34,2],[35,1,35,2],[37,1,39,2],[37,3,37,6],[38,4,39,5],[38,6,39,6],[23,20,25,20],[24,3,25,3],[24,9,25,9],[24,10,25,10],[23,18,25,18],[23,19,25,19],[23,12,25,12],[23,17,25,17],[23,9,23,10],[23,14,23,15],[24,13,25,13],[24,14,25,14],[24,15,25,15],[18,1,18,2],[18,9,18,10],[27,1,27,2],[28,1,28,2],[21,1,21,8],[23,1,25,2],[23,7,25,7],[23,8,25,8],[26,1,26,2],[23,3,23,6],[24,4,25,5],[24,6,25,6],[14,1,14,2],[14,9,14,10],[16,1,16,2],[16,9,16,10],[17,1,17,2],[17,9,17,10],[13,1,13,2],[1,9,1,10],[4,1,4,2],[5,1,5,2],[5,8,5,9],[2,0,2,8],[13,9,13,10],[37,14,37,15],[38,13,39,13],[38,14,39,14],[38,15,39,15],[6,1,7,1],[6,8,6,9],[7,8,7,9],[15,1,15,2],[15,9,15,10],[8,1,9,1],[8,8,8,9],[9,8,9,9],[10,1,10,8],[11,1,11,3],[12,1,12,2],[12,9,12,10]]}
[]
["透水性舗装",null,null,null,null,null,null,null,null,"部分を入力して下さい"]
["【「道路路面雨水処理マニュアル(案)」に対応した計算シート】"]
[null,"基本諸元"]
[null,"設置数量(舗装面積) (m2)"]
[null,"飽和透水係数 （m/hr）",null,null,null,null,null,null,"上層路盤での貯留率(%)",null,{"$f":"L17","v":0}]
[null,"比浸透量算定\n定数　K=aH+b","a",null,null,null,null,null,"下層路盤での貯留率(%)",null,{"$f":"L18","v":0}]
[null,null,"b",null,null,null,null,null,"下層路盤厚(mm)",null,{"$f":"D18","v":0}]
[null,"目詰まり\n係数","C1",null,null,null,null,null,"下層路盤での貯留量(mm)",null,{"$f":"M18","v":0}]
[null,null,"C2",null,null,null,null,null,"貯留量の合計(mm)",null,{"$f":"M19","v":0},null,null,null,null,null,null,null,null,null,null,null,null,"単位リスト"]
[]
[null,"貯留率と水拘束率",null,null,null,null,null,null,null,null,null,null,null,null,null,null,null,null,null,null,null,null,null,"cm/s"]
[null,null,null,"厚さ(mm)","空気間隙率\n(%)","空気間隙率との関係","水拘束率\n(%)","水拘束量\n(mm)","貯留率\n(%)","貯留量\n(mm)",null,"STEP2での\n貯留率\n(%)","STEP2での\n貯留量\n(mm)",null,null,null,null,null,null,null,null,null,null,"m/s"]
[null,"関係式",null,"a","b","b'","c","a×c/100","d (=b+b')","a×d/100",null,"d-c","a×(d-c)/100",null,null,null,null,null,null,null,null,null,null,"m/hr"]
[null,"表層",null,null,null,null,null,{"$f":"D15*G15/100","v":0},{"$f":"E15+F15","v":0},{"$f":"D15*I15/100","v":0},null,{"$f":"I15-G15","v":0},{"$f":"D15*(I15-G15)/100","v":0}]
[null,"中間層・基層",null,null,null,null,null,{"$f":"D16*G16/100","v":0},{"$f":"E16+F16","v":0},{"$f":"D16*I16/100","v":0},null,{"$f":"I16-G16","v":0},{"$f":"D16*(I16-G16)/100","v":0}]
[null,"上層路盤",null,null,null,null,null,{"$f":"D17*G17/100","v":0},{"$f":"E17+F17","v":0},{"$f":"D17*I17/100","v":0},null,{"$f":"I17-G17","v":0},{"$f":"D17*(I17-G17)/100","v":0}]
[null,"下層路盤",null,null,null,null,null,{"$f":"D18*G18/100","v":0},{"$f":"E18+F18","v":0},{"$f":"D18*I18/100","v":0},null,{"$f":"I18-G18","v":0},{"$f":"D18*(I18-G18)/100","v":0}]
[null,"合計",null,{"$f":"SUM(D15:D18)","v":0},"-","-","-",{"$f":"SUM(H15:H18)","v":0},"-",{"$f":"SUM(J15:J18)","v":0},null,"-",{"$f":"SUM(M15:M18)","v":0}]
[]
["浸透マス・トレンチ"]
[]
[null,"浸透能諸元",null,null,null,null,null,null,null,null,null,null,"空隙貯留諸元"]
[null,"【浸透マス】",null,"単位設計浸透能（ｍ3/ｈｒ/個）",null,null,null,"設置数量\n（個）","設計水頭\n(m)","影響係数",null,null,"【浸透マス】\n1個あたり","ます部","砕石部",null,null,"Σ","設計浸透量","平均設計水頭","設計空隙貯留量"]
[null,null,null,"比浸透量（㎡）","飽和透水係数",null,"飽和透水係数\n（m/hr）",null,null,"地下水位\n係数","目詰まり\n係数",null,null,"体積\n（ｍ3）","体積\n（ｍ3）","空隙率\n（％）"]
[null,null,null,null,null,null,null,null,null,null,null,null,null,null,null,null,"小計",null,null,null,null,null,null,null,"単位リスト"]
[null,1,null,null,null,"単位",{"$f":"IF(F27=$X$11,\"0.00\",IF(F27=$X$14,E27,IF(F27=$X$13,E27*3600,E27*3600/100)))","v":0},null,null,1,1,null,1,null,null,null,null,{"$f":"D27*G27*H27*I27*J27*K27","v":0},{"$f":"D27*G27*H27*J27*K27","v":0},null,{"$f":"H27*(N27+O27*P27/100)","v":0},null,null,null,"単位"]
[null,2,null,null,null,"単位",{"$f":"IF(F28=$X$11,\"0.00\",IF(F28=$X$14,E28,IF(F28=$X$13,E28*3600,E28*3600/100)))","v":0},null,null,1,1,null,2,null,null,null,null,{"$f":"D28*G28*H28*I28*J28*K28","v":0},{"$f":"D28*G28*H28*J28*K28","v":0},null,{"$f":"H28*(N28+O28*P28/100)","v":0},null,null,null,"cm/s"]
[null,3,null,null,null,"単位",{"$f":"IF(F29=$X$11,\"0.00\",IF(F29=$X$14,E29,IF(F29=$X$13,E29*3600,E29*3600/100)))","v":0},null,null,1,1,null,3,null,null,null,null,0,0,null,0,null,null,null,"m/s"]
[null,4,null,null,null,"単位",0,null,null,1,1,null,4,null,null,null,null,0,0,null,0,null,null,null,"m/hr"]
[null,5,null,null,null,"単位",0,null,null,1,1,null,5,null,null,null,null,0,0,null,0]
[null,6,null,null,null,"単位",0,null,null,1,1,null,6,null,null,null,null,0,0,null,0]
[null,7,null,null,null,"単位",0,null,null,1,1,null,7,null,null,null,null,0,0,null,0]
[null,8,null,null,null,"単位",0,null,null,1,1,null,8,null,null,null,null,0,0,null,0]
[null,9,null,null,null,"単位",0,null,null,1,1,null,9,null,null,null,null,0,0,null,0]
[null,10,null,null,null,"単位",0,null,null,1,1,null,10,null,null,null,null,0,0,null,0]
[]
[null,"【浸透トレンチ】",null,"単位設計浸透能（ｍ3/ｈｒ/m）",null,null,null,"設置数量\n（ｍ）","設計水頭\n(m)","影響係数",null,null,"【浸透トレンチ】\n1mあたり","浸透管部","砕石部"]
[null,null,null,"比浸透量（㎡）","飽和透水係数",null,"飽和透水係数\n（m/hr）",null,null,"地下水位\n係数","目詰まり\n係数",null,null,"体積\n（ｍ3）","体積\n（ｍ3）","空隙率\n（％）"]
[]
[null,1,null,null,null,"単位",{"$f":"IF(F41=$X$11,\"0.00\",IF(F41=$X$14,E41,IF(F41=$X$13,E41*3600,E41*3600/100)))","v":0},null,null,0.9,1,null,1,null,null,null,null,{"$f":"D41*G41*H41*I41*J41*K41","v":0},{"$f":"D41*G41*H41*J41*K41","v":0},null,{"$f":"H41*(N41+O41*P41/100)","v":0}]
[null,2,null,null,null,"単位",0,null,null,1,1,null,2,null,null,null,null,{"$f":"D42*G42*H42*I42*J42*K42","v":0},{"$f":"D42*G42*H42*J42*K42","v":0},null,{"$f":"H42*(N42+O42*P42/100)","v":0}]
[null,3,null,null,null,"単位",0,null,null,1,1,null,3,null,null,null,null,0,0,null,0]
[null,4,null,null,null,"単位",0,null,null,1,1,null,4,null,null,null,null,0,0,null,0]
[null,5,null,null,null,"単位",0,null,null,1,1,null,5,null,null,null,null,0,0,null,0]
[null,6,null,null,null,"単位",0,null,null,1,1,null,6,null,null,null,null,0,0,null,0]
[null,7,null,null,null,"単位",0,null,null,1,1,null,7,null,null,null,null,0,0,null,0]
[null,8,null,null,null,"単位",0,null,null,1,1,null,8,null,null,null,null,0,0,null,0]
[null,9,null,null,null,"単位",0,null,null,1,1,null,9,null,null,null,null,0,0,null,0]
[null,10,null,null,null,"単位",0,null,null,1,1,null,10,null,null,null,null,0,0,null,0]
[]
[null,"統合諸元"]
[null,"設計浸透能(m3/hr)",null,{"$f":"S55","v":0}]
[null,"平均設計水頭(m)",null,{"$f":"IF(D53>0,+T55,0)","v":0}]
[null,"設計空隙貯留量(m3)",null,{"$f":"U55","v":0},null,null,null,null,null,null,null,null,null,null,null,null,"総合計",{"$f":"R57+R58","v":0},{"$f":"S57+S58","v":0},{"$f":"R55/S55","v":{"$error":"#DIV/0!"}},{"$f":"U57+U58","v":0}]
[]
[null,null,null,null,null,null,null,null,null,null,null,null,null,null,null,null,"マス",{"$f":"SUM(R27:R36)","v":0},{"$f":"SUM(S27:S36)","v":0},{"$f":"R57/S57","v":{"$error":"#DIV/0!"}},{"$f":"SUM(U27:U36)","v":0}]
[null,null,null,null,null,null,null,null,null,null,null,null,null,null,null,null,"トレンチ",{"$f":"SUM(R41:R50)","v":0},{"$f":"SUM(S41:S50)","v":0},{"$f":"R58/S58","v":{"$error":"#DIV/0!"}},{"$f":"SUM(U41:U50)","v":0}]

{"sheet":"１．行為区域の概要","index":14,"n_rows":34,"n_cols":10,"rows_kept":34,"cut":false,"hidden":true,"merged":[[27,1,31,3],[33,1,33,4],[32,1,32,4],[7,1,7,3],[8,1,18,1],[8,2,18,3],[19,1,26,1],[19,2,20,3],[21,2,23,3],[24,2,26,3]]}
[]
["１．行為区域の概要　"]
[null,"（※位置及び行為前後の土地利用区分のわかる平面図を添付すること）"]
["行為区域位置",null,null,null,"○○市○○区○○町"]
["行為面積",null,null,null,0]
["行為前後の土地利用区分"]
[]
[null,"区分",null,null,"土地利用の形態の細区分","流出係数","行為前面積\n（ha）","行為後面積\n（ha）"]
[null,"宅地等に該当する土地","第１号関連",null,"宅地"]
[null,null,null,null,"池沼"]
[null,null,null,null,"水路"]
[null,null,null,null,"ため池"]
[null,null,null,null,"道路(法面を有しないもの）"]
[null,null,null,null,"道路（法面を有するもの）"]
[null,null,null,null,"鉄道線路（法面を有しないもの）"]
[null,null,null,null,"鉄道線路（法面を有するもの）"]
[null,null,null,null,"飛行場（法面を有しないもの）"]
[null,null,null,null,"飛行場（法面を有するもの）"]
[null,null,null,null,"太陽光パネル",null,null,null,{"$f":"$F19*$G19","v":0},{"$f":"$F19*$H19","v":0}]
[null,"宅地等以外の土地","第２号\n関　連",null,"不浸透性材料により舗装された土地\n（法面を除く）"]
[null,null,null,null,"不浸透性材料により覆われた法面"]
[null,null,"第３号関連",null,"ゴルフ場（雨水を排除するための排水施設を伴うものに限る）"]
[null,null,null,null,"運動場その他これに類する施設（雨水を排除するための排水施設を伴うものに限る）"]
[null,null,null,null,"ローラーその他これに類する建設機械を用いて締め固められた土地"]
[null,null,"上記第１号から\n第３号に掲げる\n土地以外の土地",null,"山地"]
[null,null,null,null,"人工的に造成され植生に覆われた法面"]
[null,null,null,null,"林地、耕地、原野その他ローラーその他これに類する建設機械を用いて締め固められていない土地"]
[null,"そ　　の　　他"]
[]
[]
[]
[]
[null,"面積計",null,null,null,null,{"$f":"SUM(G9:G32)","v":0},{"$f":"SUM(H9:H32)","v":0}]
[null,"平均流出係数",null,null,null,null,{"$f":"SUMPRODUCT($F$9:$F$32,G9:G32)/$G$33","v":{"$error":"#DIV/0!"}},{"$f":"SUMPRODUCT($F$9:$F$32,H9:H32)/$H$33","v":{"$error":"#DIV/0!"}}]

{"sheet":"２．使用降雨強度及びピーク流入量","index":15,"n_rows":46,"n_cols":13,"rows_kept":46,"cut":false,"hidden":true,"merged":[[3,4,3,5],[4,4,4,5]]}
[]
["２．使用降雨強度及びピーク流量"]
[]
["ピーク流入量（行為前）",null,null,null,null,null,"m3／s"]
["ピーク流入量（行為後）",null,null,null,null,null,"m3／s"]
[]
[]
["降雨強度の推移表　　年　　月　　日"]
[]
[null,"時","分","降雨量\n（mm/h）","時","分","降雨量\n（mm/h）","時","分","降雨量\n（mm/h）","時","分","降雨量\n（mm/h）"]
[null,0,"0－10",null,6,"0－10",null,12,"0－10",null,18,"0－10"]
[null,null,"10－20",null,null,"10－20",null,null,"10－20",null,null,"10－20"]
[null,null,"20－30",null,null,"20－30",null,null,"20－30",null,null,"20－30"]
[null,null,"30－40",null,null,"30－40",null,null,"30－40",null,null,"30－40"]
[null,null,"40－50",null,null,"40－50",null,null,"40－50",null,null,"40－50"]
[null,null,"50－60",null,null,"50－60",null,null,"50－60",null,null,"50－60"]
[null,1,"0－10",null,7,"0－10",null,13,"0－10",null,19,"0－10"]
[null,null,"10－20",null,null,"10－20",null,null,"10－20",null,null,"10－20"]
[null,null,"20－30",null,null,"20－30",null,null,"20－30",null,null,"20－30"]
[null,null,"30－40",null,null,"30－40",null,null,"30－40",null,null,"30－40"]
[null,null,"40－50",null,null,"40－50",null,null,"40－50",null,null,"40－50"]
[null,null,"50－60",null,null,"50－60",null,null,"50－60",null,null,"50－60"]
[null,2,"0－10",null,8,"0－10",null,14,"0－10",null,20,"0－10"]
[null,null,"10－20",null,null,"10－20",null,null,"10－20",null,null,"10－20"]
[null,null,"20－30",null,null,"20－30",null,null,"20－30",null,null,"20－30"]
[null,null,"30－40",null,null,"30－40",null,null,"30－40",null,null,"30－40"]
[null,null,"40－50",null,null,"40－50",null,null,"40－50",null,null,"40－50"]
[null,null,"50－60",null,null,"50－60",null,null,"50－60",null,null,"50－60"]
[null,3,"0－10",null,9,"0－10",null,15,"0－10",null,21,"0－10"]
[null,null,"10－20",null,null,"10－20",null,null,"10－20",null,null,"10－20"]
[null,null,"20－30",null,null,"20－30",null,null,"20－30",null,null,"20－30"]
[null,null,"30－40",null,null,"30－40",null,null,"30－40",null,null,"30－40"]
[null,null,"40－50",null,null,"40－50",null,null,"40－50",null,null,"40－50"]
[null,null,"50－60",null,null,"50－60",null,null,"50－60",null,null,"50－60"]
[null,4,"0－10",null,10,"0－10",null,16,"0－10",null,22,"0－10"]
[null,null,"10－20",null,null,"10－20",null,null,"10－20",null,null,"10－20"]
[null,null,"20－30",null,null,"20－30",null,null,"20－30",null,null,"20－30"]
[null,null,"30－40",null,null,"30－40",null,null,"30－40",null,null,"30－40"]
[null,null,"40－50",null,null,"40－50",null,null,"40－50",null,null,"40－50"]
[null,null,"50－60",null,null,"50－60",null,null,"50－60",null,null,"50－60"]
[null,5,"0－10",null,11,"0－10",null,17,"0－10",null,23,"0－10"]
[null,null,"10－20",null,null,"10－20",null,null,"10－20",null,null,"10－20"]
[null,null,"20－30",null,null,"20－30",null,null,"20－30",null,null,"20－30"]
[null,null,"30－40",null,null,"30－40",null,null,"30－40",null,null,"30－40"]
[null,null,"40－50",null,null,"40－50",null,null,"40－50",null,null,"40－50"]
[null,null,"50－60",null,null,"50－60",null,null,"50－60",null,null,"50－60"]

{"sheet":"３．流出抑制施設諸元 （一定量）","index":16,"n_rows":60,"n_cols":13,"rows_kept":60,"cut":false,"hidden":true,"merged":[[19,5,19,7],[19,9,21,9],[5,1,7,1],[5,2,5,3],[5,4,7,4],[5,5,5,7],[5,9,7,9],[6,2,7,2],[6,3,7,3],[19,1,21,1],[19,2,19,3],[19,4,21,4],[20,2,21,2],[20,3,21,3],[33,1,35,1],[33,2,33,3],[33,4,35,4],[47,1,49,1],[47,2,47,3],[47,4,49,4],[47,5,47,7],[47,9,49,9],[47,10,49,10],[47,11,49,11],[48,2,49,2],[48,3,49,3],[33,9,35,9],[33,10,35,10],[33,11,35,11],[34,2,35,2],[34,3,35,3],[33,5,33,7],[20,10,21,10],[20,11,21,11],[20,12,21,12],[5,11,5,12],[6,10,7,10],[6,11,7,11],[6,12,7,12],[19,11,19,12]]}
[]
["３．流出抑制施設諸元"]
[null,"浸透施設諸元",null,null,null,null,null,null,null,"空隙貯留量諸元"]
[null,"浸透能力",0,"m3/s",null,null,null,null,null,"空隙貯留量",0,"m3"]
[]
[null,"【浸透マス】","単位設計浸透能（ｍ3/ｈｒ/個）",null,"設置数量\n（個）","影響係数",null,null,null,"【浸透マス】\n1個あたり","ます部","砕石部"]
[null,null,"比浸透量（㎡）","飽和透水係数\n（m/hr）",null,"（1）","（2）","（3）",null,null,"体積\n（ｍ3）","体積\n（ｍ3）","空隙率\n（％）"]
[null,null,null,null,null,"内容（１）","内容（２）","内容（３）"]
[null,1,null,null,null,null,null,null,null,1]
[null,2,null,null,null,null,null,null,null,2]
[null,3,null,null,null,null,null,null,null,3]
[null,4,null,null,null,null,null,null,null,4]
[null,5,null,null,null,null,null,null,null,5]
[null,6,null,null,null,null,null,null,null,6]
[null,7,null,null,null,null,null,null,null,7]
[null,8,null,null,null,null,null,null,null,8]
[null,9,null,null,null,null,null,null,null,9]
[null,10,null,null,null,null,null,null,null,10]
[]
[null,"【浸透トレンチ】","単位設計浸透能（ｍ3/ｈｒ/m）",null,"設置数量\n（ｍ）","影響係数",null,null,null,"【浸透トレンチ】\n1mあたり","浸透管部","砕石部"]
[null,null,"比浸透量（㎡）","飽和透水係数\n（m/hr）",null,"（1）","（2）","（3）",null,null,"体積\n（ｍ3）","体積\n（ｍ3）","空隙率\n（％）"]
[null,null,null,null,null,"内容（１）","内容（２）","内容（３）"]
[null,1,null,null,null,null,null,null,null,1]
[null,2,null,null,null,null,null,null,null,2]
[null,3,null,null,null,null,null,null,null,3]
[null,4,null,null,null,null,null,null,null,4]
[null,5,null,null,null,null,null,null,null,5]
[null,6,null,null,null,null,null,null,null,6]
[null,7,null,null,null,null,null,null,null,7]
[null,8,null,null,null,null,null,null,null,8]
[null,9,null,null,null,null,null,null,null,9]
[null,10,null,null,null,null,null,null,null,10]
[]
[null,"【透水性舗装】","単位設計浸透能（ｍ3/ｈｒ/㎡）",null,"設置数量\n（㎡）","影響係数",null,null,null,"【透水性塗装】","体積\n（ｍ3）","空隙率\n（％）"]
[null,null,"比浸透量（㎡）","飽和透水係数\n（m/hr）",null,"（1）","（2）","（3）"]
[null,null,null,null,null,"内容（１）","内容（２）","内容（３）"]
[null,1,null,null,null,null,null,null,null,1]
[null,2,null,null,null,null,null,null,null,2]
[null,3,null,null,null,null,null,null,null,3]
[null,4,null,null,null,null,null,null,null,4]
[null,5,null,null,null,null,null,null,null,5]
[null,6,null,null,null,null,null,null,null,6]
[null,7,null,null,null,null,null,null,null,7]
[null,8,null,null,null,null,null,null,null,8]
[null,9,null,null,null,null,null,null,null,9]
[null,10,null,null,null,null,null,null,null,10]
[]
[null,"【その他】","単位設計浸透能（ｍ3/ｈｒ/単位）",null,"設置数量\n（単位）","影響係数",null,null,null,"【その他】","体積\n（ｍ3）","空隙率\n（％）"]
[null,null,"比浸透量（㎡）","飽和透水係数\n（m/hr）",null,"（1）","（2）","（3）"]
[null,null,null,null,null,"内容（１）","内容（２）","内容（３）"]
[null,1,null,null,null,null,null,null,null,1]
[null,2,null,null,null,null,null,null,null,2]
[null,3,null,null,null,null,null,null,null,3]
[null,4,null,null,null,null,null,null,null,4]
[null,5,null,null,null,null,null,null,null,5]
[null,6,null,null,null,null,null,null,null,6]
[null,7,null,null,null,null,null,null,null,7]
[null,8,null,null,null,null,null,null,null,8]
[null,9,null,null,null,null,null,null,null,9]
[null,10,null,null,null,null,null,null,null,10]

{"sheet":"３．流出抑制施設諸元 （浸透施設）","index":17,"n_rows":62,"n_cols":19,"rows_kept":62,"cut":false,"hidden":true,"merged":[[10,1,11,1],[10,6,10,7],[11,6,11,7],[4,7,4,8],[6,1,6,6],[8,1,8,2],[9,1,9,2],[9,6,9,7],[19,1,19,2],[19,9,19,10],[12,1,13,1],[12,6,12,7],[13,6,13,7],[14,1,14,6],[15,1,15,3],[16,1,16,2],[16,9,16,10],[17,1,17,2],[17,9,17,10],[18,1,18,2],[18,9,18,10],[20,1,20,2],[20,9,20,10],[21,1,21,2],[21,9,21,10],[22,1,22,2],[22,9,22,10],[31,1,31,2],[32,1,32,2],[25,1,25,6],[27,1,29,2],[27,3,27,4],[27,5,29,5],[27,6,29,6],[30,1,30,2],[27,18,29,18],[28,3,29,3],[28,4,29,4],[28,7,29,7],[28,8,29,8],[27,16,29,16],[27,17,29,17],[27,10,29,10],[27,15,29,15],[27,7,27,8],[27,12,27,13],[28,11,29,11],[28,12,29,12],[28,13,29,13],[39,1,39,2],[41,1,43,2],[41,3,41,4],[42,3,43,3],[42,4,43,4],[33,1,33,2],[34,1,34,2],[35,1,35,2],[37,1,37,2],[38,1,38,2],[36,1,36,2],[49,1,49,2],[41,6,43,6],[41,7,41,8],[48,1,48,2],[41,12,41,13],[42,12,43,12],[42,13,43,13],[42,11,43,11],[42,7,43,7],[41,10,43,10],[44,1,44,2],[45,1,45,2],[46,1,46,2],[47,1,47,2],[42,8,43,8],[41,5,43,5],[57,1,57,2],[58,1,58,2],[59,1,59,6],[50,1,50,2],[51,1,51,2],[52,1,52,2],[53,1,53,2],[56,1,56,2],[56,6,56,7]]}
[]
["３．流出抑制施設諸元"]
[]
[]
[]
["透水性舗装"]
[]
[null,"基本諸元"]
[null,"設置数量(舗装面積) (m2)"]
[null,"飽和透水係数 （m/hr）",null,null,null,null,"上層路盤での貯留率(%)",null,{"$f":"L21","v":0}]
[null,"比浸透量算定定数\nK=aH+b","a",null,null,null,"下層路盤での貯留率(%)",null,{"$f":"L22","v":0}]
[null,null,"b",null,null,null,"下層路盤厚(mm)",null,{"$f":"D22","v":0}]
[null,"目詰まり\n係数","C1",null,null,null,"下層路盤での貯留量(mm)",null,{"$f":"M22","v":0}]
[null,null,"C2",null,null,null,"貯留量の合計(mm)",null,{"$f":"M23","v":0}]
[]
[null,"貯留率と水拘束率"]
[null,null,null,"厚さ(mm)","空気間隙率\n(%)","空気間隙率との関係","水拘束率\n(%)","水拘束量\n(mm)","貯留率\n(%)","貯留量\n(mm)",null,"STEP2での\n貯留率\n(%)","STEP2での\n貯留量\n(mm)"]
[null,"関係式",null,"a","b","b'","c","a×c/100","d (=b+b')","a×d/100",null,"d-c","a×(d-c)/100"]
[null,"表層",null,null,null,null,null,{"$f":"D19*G19/100","v":0},{"$f":"E19+F19","v":0},{"$f":"D19*I19/100","v":0},null,{"$f":"I19-G19","v":0},{"$f":"D19*(I19-G19)/100","v":0}]
[null,"中間層・基層",null,null,null,null,null,{"$f":"D20*G20/100","v":0},{"$f":"E20+F20","v":0},{"$f":"D20*I20/100","v":0},null,{"$f":"I20-G20","v":0},{"$f":"D20*(I20-G20)/100","v":0}]
[null,"上層路盤",null,null,null,null,null,{"$f":"D21*G21/100","v":0},{"$f":"E21+F21","v":0},{"$f":"D21*I21/100","v":0},null,{"$f":"I21-G21","v":0},{"$f":"D21*(I21-G21)/100","v":0}]
[null,"下層路盤",null,null,null,null,null,{"$f":"D22*G22/100","v":0},{"$f":"E22+F22","v":0},{"$f":"D22*I22/100","v":0},null,{"$f":"I22-G22","v":0},{"$f":"D22*(I22-G22)/100","v":0}]
[null,"合計",null,{"$f":"SUM(D19:D22)","v":0},"-","-","-",{"$f":"SUM(H19:H22)","v":0},"-",{"$f":"SUM(J19:J22)","v":0},null,"-",{"$f":"SUM(M19:M22)","v":0}]
[]
["浸透マス・トレンチ"]
[]
[null,"浸透能諸元",null,null,null,null,null,null,null,null,"空隙貯留諸元"]
[null,"【浸透マス】",null,"単位設計浸透能（ｍ3/ｈｒ/個）",null,"設置数量\n（個）","設計水頭\n(m)","影響係数",null,null,"【浸透マス】\n1個あたり","ます部","砕石部",null,null,"Σ","設計浸透量","平均設計水頭","設計空隙貯留量"]
[null,null,null,"比浸透量（㎡）","飽和透水係数\n（m/hr）",null,null,"地下水位\n係数","目詰まり\n係数",null,null,"体積\n（ｍ3）","体積\n（ｍ3）","空隙率\n（％）"]
[null,null,null,null,null,null,null,null,null,null,null,null,null,null,"小計"]
[null,1,null,null,null,null,null,1,1,null,1,null,null,null,null,{"$f":"D31*E31*F31*G31*H31*I31","v":0},{"$f":"D31*E31*F31*H31*I31","v":0},null,{"$f":"L31*M31/100","v":0}]
[null,2,null,null,null,null,null,1,1,null,2,null,null,null,null,{"$f":"D32*E32*F32*G32*H32*I32","v":0},{"$f":"D32*E32*F32*H32*I32","v":0},null,0]
[null,3,null,null,null,null,null,1,1,null,3,null,null,null,null,0,0,null,0]
[null,4,null,null,null,null,null,1,1,null,4,null,null,null,null,0,0,null,0]
[null,5,null,null,null,null,null,1,1,null,5,null,null,null,null,0,0,null,0]
[null,6,null,null,null,null,null,1,1,null,6,null,null,null,null,0,0,null,0]
[null,7,null,null,null,null,null,1,1,null,7,null,null,null,null,0,0,null,0]
[null,8,null,null,null,null,null,1,1,null,8,null,null,null,null,0,0,null,0]
[null,9,null,null,null,null,null,1,1,null,9,null,null,null,null,0,0,null,0]
[null,10,null,null,null,null,null,1,1,null,10,null,null,null,null,0,0,null,0]
[]
[null,"【浸透トレンチ】",null,"単位設計浸透能（ｍ3/ｈｒ/m）",null,"設置数量\n（ｍ）","設計水頭\n(m)","影響係数",null,null,"【浸透トレンチ】\n1mあたり","浸透管部","砕石部"]
[null,null,null,"比浸透量（㎡）","飽和透水係数\n（m/hr）",null,null,"地下水位\n係数","目詰まり\n係数",null,null,"体積\n（ｍ3）","体積\n（ｍ3）","空隙率\n（％）"]
[]
[null,1,null,null,null,null,null,1,1,null,1,null,null,null,null,{"$f":"D45*E45*F45*G45*H45*I45","v":0},{"$f":"D45*E45*F45*H45*I45","v":0},null,{"$f":"L45*M45/100","v":0}]
[null,2,null,null,null,null,null,1,1,null,2,null,null,null,null,{"$f":"D46*E46*F46*G46*H46*I46","v":0},{"$f":"D46*E46*F46*H46*I46","v":0},null,0]
[null,3,null,null,null,null,null,1,1,null,3,null,null,null,null,0,0,null,0]
[null,4,null,null,null,null,null,1,1,null,4,null,null,null,null,0,0,null,0]
[null,5,null,null,null,null,null,1,1,null,5,null,null,null,null,0,0,null,0]
[null,6,null,null,null,null,null,1,1,null,6,null,null,null,null,0,0,null,0]
[null,7,null,null,null,null,null,1,1,null,7,null,null,null,null,0,0,null,0]
[null,8,null,null,null,null,null,1,1,null,8,null,null,null,null,0,0,null,0]
[null,9,null,null,null,null,null,1,1,null,9,null,null,null,null,0,0,null,0]
[null,10,null,null,null,null,null,1,1,null,10,null,null,null,null,0,0,null,0]
[]
[null,"統合諸元"]
[null,"設計浸透能(m3/hr)",null,{"$f":"Q59","v":0}]
[null,"平均設計水頭(m)",null,{"$f":"IF(D57>0,+R59,0)","v":0}]
[null,"設計空隙貯留量(m3)",null,{"$f":"S59","v":0},null,null,null,null,null,null,null,null,null,null,"総合計",{"$f":"P61+P62","v":0},{"$f":"Q61+Q62","v":0},{"$f":"P59/Q59","v":{"$error":"#DIV/0!"}},{"$f":"S61+S62","v":0}]
[]
[null,null,null,null,null,null,null,null,null,null,null,null,null,null,"マス",{"$f":"SUM(P31:P40)","v":0},{"$f":"SUM(Q31:Q40)","v":0},{"$f":"P61/Q61","v":{"$error":"#DIV/0!"}},{"$f":"SUM(S31:S40)","v":0}]
[null,null,null,null,null,null,null,null,null,null,null,null,null,null,"トレンチ",{"$f":"SUM(P45:P54)","v":0},{"$f":"SUM(Q45:Q54)","v":0},{"$f":"P62/Q62","v":{"$error":"#DIV/0!"}},{"$f":"SUM(S45:S54)","v":0}]

{"sheet":"３．流出抑制施設諸元（調整池諸元）","index":18,"n_rows":13,"n_cols":5,"rows_kept":13,"cut":false,"hidden":true,"merged":[[5,1,5,2],[6,1,9,1],[10,1,10,2]]}
[]
["３．流出抑制施設諸元"]
[null,"　（※流出抑制施設の配置位置（平面図）、構造諸元のわかる図面を添付すること）"]
[null,"調整池諸元"]
[null,"放流口径（2段オリフィスの場合は、上・下段の雨諸元を記載）"]
[null,null,null,"下段","上段（２段オリフィスの場合）"]
[null,"放流口形状","形状"]
[null,null,"直径"]
[null,null,"高さ"]
[null,null,"幅"]
[null,"管底位置（池底から）"]
[]
[null,"Ｈ","Ｖ"]

{"sheet":"３．流出抑制施設諸元（調整池諸元_ポンプ排水）","index":19,"n_rows":6,"n_cols":6,"rows_kept":6,"cut":false,"hidden":true,"merged":[]}
[]
["３．流出抑制施設諸元（ポンプ排水）"]
[null,"　（※流出抑制施設の配置位置（平面図）、構造諸元のわかる図面を添付すること）"]
[]
[null,"調整池諸元",null,null,"ポンプ諸元"]
[null,"Ｈ","Ｖ",null,"Ｈ","Q"]

{"sheet":"３．流出抑制施設諸元 （調節計算結果）","index":20,"n_rows":5,"n_cols":16,"rows_kept":5,"cut":false,"hidden":true,"merged":[]}
[]
["３．流出抑制施設諸元",null,null,null,null,null,null,null,null,null,"時刻","行為後流入量","浸透考慮後流入量","許容放流量","調節後放流量","調整池水位"]
["調節計算結果"]
[null,"最大流入量（行為後）",null,"m3/s"]
[null,"最大放流量",null,"m3/s","＜","許容放流量",null,"m3/s"]